## cartridges
INDIVIDUAL
Grid System Chart | [8 empty] | Installation Type | Pendant / Wall |  |  | Extrusion Cut Length |  | 60
[9 empty] | Fixture | Beam 4 |  |  | Desired Cartridge Length |  | 60
GA | Grid System A | [7 empty] | Shielding | SO
GB | Grid System B | [7 empty] | Lumens/foot | 630 |  | cartridge | mA | 34.307 | C4-3 | 505 | [13 empty] | power cords
TB | TB Continuous | [12 empty] | 24.802 | C1-6 | 365 | [8 empty] | Installation type | distribution | extrusion cutoff | hanger clearance | bracket spacing
[9 empty] | Nominal Length | 60 | inches |  |  | - | - | - | [6 empty] | minimum cartridge clearance | 0.02 | Grid System A | 0/100 | 0.75 | 0 | 0.202 | amps < | cord
Old Beams - Side Extrusions | [9 empty] | PE |  |  |  | - | - | - | [8 empty] | Grid System B | 0/100 | 1.0625 | 0 | 0.202 | 1000 | -
[23 empty] | bracket spacing | 0 | TX - TechStyle | 0/100 | 1.5 | 0 | 0.202 | 12 | POW-6W-300-WH
| Beam 2 | Beam 3 | Beam 4 | Beam 6 | Streamline | Wet Beam |  |  | Distribution | 0/100 |  |  | Actual Cartridge Length |  | 59.129 | [9 empty] | TB - Continuous | 0/100 | 0 | 0 | 0.202 | 8 | POW-6W-300-WH
ST | GA | GA | GA | GB | GA | [7 empty] | Dark Spot (each end) |  | 0.4355 | [7 empty] | rounding | 16 | PE | 0/100 | 0 | 0 |  | 5 | POW-6W-300-WH
TB9 | GB | GB | GB | GB | GB |  |  |  | LED version | B3 | [13 empty] | 32 | PM | 0/100 | 0 | 0 |  | 0 | -
TB15 | GB | GB | GB | GB | GB |  |  |  | CCT | 3500 |  |  | Fixture Power |  | 27.1047 | [9 empty] | PE TOP | 100/0 | 0 | 0.4375
TG9 | GA | GA | GA | GB | GA |  |  |  | CRI | 80 |  |  | Fixture Amps |  | 0.23/0.1 | [8 empty] | 26 | PM TOP | 100/0 | 0 | 0.4375
TG15 | GB | GB | GB | GB | GB | [7 empty] | Fixture lm/w |  | 116.2158 | [9 empty] | WE TOP | 100/0 | 0 | 0
Drywall | TB | TB | TB | TB | - | TB | [18 empty] | WM TOP | 100/0 | 0 | 0
[13 empty] | Power Cord |  | POW-6W-300-WH
Direct
PE | End section for pendant/wall/surface | [21 empty] | Recessed
PM | Mid section for pendant/wall/surface | [21 empty] | Pendant / Wall
Indirect
PE TOP | End section for pendant indirect | [5 empty] | SYSTEM RUNS
PM TOP | Mid section for pendant indirect | [7 empty] | Installation Type | Pendant / Wall |  |  |  |  | Start |  |  | Middle |  |  | End
WE TOP | End section for wall indirect | [7 empty] | Fixture | Beam 4 |  |  |  |  | PE |  |  | PM |  |  | PE
WM TOP | Mid section for wall indirect | [7 empty] | Shielding | SO | [12 empty] | Grid System A | TB - Continuous
[9 empty] | Lumens/foot | 740 |  |  | quantity |  | 1 |  |  | 0 |  |  | 1 |  | Grid System B | TB - Continuous
[9 empty] | Nominal Length | 14 | feet |  | nominal length |  | 84 |  |  | 0 |  |  | 84 |  | TB - Continuous | TB - Continuous
[11 empty] | inches |  | Extrusion Cut Length |  | 84 |  |  | 0 |  |  | 84 |  | PE | PM
[8 empty] | must be greater than 12 feet 5 inches (149 inches) |  |  |  |  | Desired Cartridge Length |  | 84 |  |  | 0 |  |  | 84 |  | PE TOP | PM TOP
[23 empty] | WE TOP | WM TOP
[10 empty] | PE |  | cartridge | mA | 47.684 | C1-17 | 830 | - | - | - | 47.684 | C1-17 | 830
[14 empty] | 36.243 | C1-11 | 631 | - | - | - | 36.243 | C1-11 | 631
[9 empty] | Distribution | 0/100 |  |  |  | - | - | - | - | - | - | - | - | -
[14 empty] | - | - | - | - | - | - | - | - | -
[9 empty] | LED version | B3
[9 empty] | CCT | 3500 |  |  | Actual Cartridge Length |  | 83.947 |  |  | 0 |  |  | 83.947
[9 empty] | CRI | 80 |  |  | Dark Spot |  | 0.053 (one end) |  |  | 0 (each end) |  |  | 0.053 (one end)
[13 empty] | Fixture Power |  | 45.2146 |  |  | 0 |  |  | 45.2146
[13 empty] | Fixture Amps |  | 0.38/0.17 |  |  | 0/0 |  |  | 0.38/0.17
[9 empty] | Total System Power | 90.4292 |  |  | lm/w |  | 114.5648 |  |  | 0 |  |  | 114.5648
[9 empty] | Total System Amps | 0.76/0.33
[9 empty] | System lm/w | 114.5648
New Beams - U Extrusion | [8 empty] | Power Cord | POW-6W-300-WH
| Beam 2 | Beam 3 | Beam 4 | Beam 6 | Streamline | Wet Beam
ST | GA | GA | GA | GB | GA
TB9 | GB | GB | GB | GB | GB
TB15 | GB | GB | GB | GB | GB
TG9 | GA | GA | GA | GB | GB
TG15 | GB | GB | GB | GB | GB
Drywall | TB | TB | TB | TB | - | TB
[9 empty] | extrusion cut length middle | =IF(K24="Recessed",IF(Q32=0,0,144),IF(Q32=0,0,IF((K29+M29/12)<=AI14,96-INDEX(AM7:AM15,MATCH(Q32,AK7:AK15,0),1),144-INDEX(AM7:AM15,MATCH(Q32,AK7:AK15,0),1))))

## data
photometry | [17 empty] | Rset curve |  | Iset vs Rset | [6 empty] | Rset vs Iset | [6 empty] | XI054C150V054DNT1 efficiency @ If=1.5 @ 120V |  |  |  |  | XI054C150V054DNT1 efficiency @ If=1.0 @ 120V |  |  |  | XI054C150V054DNT1 PF @ 120V |  |  |  | LEMWS59R80 Series | [24 empty] | Seoul T5 chips | [12 empty] | Axis resistors |  | boards per cartridge |  |  |  | Fixture type | Shielding | LED version | CCT | [8 empty] | Vf |  |  |  | lm |  |  | If
| Driver | Rset | mA | Total lumens | lm/ft | Input (W) | Efficacy (lm/W) | Uplight (%) | Downlight (%) | CCT | Report | L1 | L2 | S2 | chips in series | boards per foot | Chip? | Rset (ohm) | Iset (mA) | x^6 | x^5 | x^4 | x^3 | x^2 | x^1 | x^0 | x^6 | x^5 | x^4 | x^3 | x^2 | x^1 | x^0 | Vf | efficiency | x^2 | x^1 | x^0 | Vf | efficiency | x^1 | x^0 | Pout | PF | LN | x^0 | CCT | If (mA) | Vf (V) | Power (W) | lm | lm/W |  | Vf | [5 empty] | lm |  |  | If |  |  | CCT | If (mA) | Vf (V) | Power (W) | lm | lm/W |  |  |  | Vf |  |  |  | lm |  |  | If |  |  | 180 | 100000 | cartridge | L1 | L2 | S2 | Beam 2 | SO | B2 | 2700 | CRI | lm multiplier | recessed | pendant |  | CCT | x^5 | x^4 | x^3 | x^2 | x^1 | x^0 | x^2 | x^1 | x^0 | x^2 | x^1 | x^0
Beam 40/100SOB3 | XI054C150V054DNT1 | 3900 | 1085.489 | 3287 | 821.75 | 35.18 | 93.4338 | 0 | 100 | 3500 | H972 | 0 | 2 | 0 | 10 | 1 | LEM | 27000 | 2000 | -9.8505e-23 | 8.9753e-18 | -3.258e-13 | 6.1073e-09 | -6.548e-05 | 0.44377 | 63.2676 | 6.5209e-15 | -3.3108e-11 | 6.603e-08 | -6.2576e-05 | 0.03024 | -4.1005 | 305.9994 | 27 | 85.9 | -0.0053571 | 0.40714 | 78.8096 | 27 | 87.3 | 0.05 | 85.95 | 55 | 0.998 | 0.024542 | 0.9012 | 6500 | 0 | 2.45 | 0 | 0 | 0 | CCT | x^5 | x^4 | x^3 | x^2 | x^1 | x^0 | x^2 | x^1 | x^0 | x^2 | x^1 | x^0 | 6500 | [5 empty] | CCT | x^5 | x^4 | x^3 | x^2 | x^1 | x^0 | x^2 | x^1 | x^0 | x^2 | x^1 | x^0 | 270 | 82000 | C4-1 | 1 | 0 | 0 | Beam 3 | SO Drop | B3 | 3000 | 80 | 1 | Beam 2 | Beam 2 | LEM | 3500 | 1.9869e-11 | -1.1523e-08 | 2.5301e-06 | -0.00026594 | 0.01633 | 2.45 | -0.0003798 | 0.45217 | 0 | 0.0068891 | 2.1341 | 0
Beam 60/100SOB3 | XI054C150V054DNT1 | 3900 | 1085.489 | 3492 | 873 | 34.83 | 100.2584 | 0 | 100 | 3500 | H974 | 0 | 2 | 0 | 10 | 1 | LEM | 24000 | 1964.511 | [14 empty] | 29 | 86.1 |  |  |  | 29 | 87.4 |  |  | 50 | 0.995 |  |  |  | 30 | 2.74 | 0.082 | 14.7 | 179 | 6500 | 1.7077e-11 | -9.8262e-09 | 2.1237e-06 | -0.00021894 | 0.014575 | 2.45 | -0.00033564 | 0.4989 | 0 | 0.0040591 | 1.9626 | 0 | [6 empty] | 6500 | [12 empty] | 330 | 75000 | C1-1 | 1 | 0 | 1 | Beam 4 | Surroundlite |  | 3500 | 90 | 1.12 | BMR_Asym | Beam 3 | T5 | 3500 | 0 | 0 | 1.8179e-07 | -4.1895e-05 | 0.0052428 | 2.5494 | -0.00065839 | 0.55487 | 0 | 0.0054283 | 1.778 | 0
[18 empty] | 22000 | 1934.483 | [14 empty] | 31 | 86.3 |  |  |  | 31 | 87.5 |  |  | 45 | 0.9935 |  |  |  | 65 | 2.9 | 0.188 | 31.1 | 165 | 5700 | 1.7077e-11 | -9.8262e-09 | 2.1237e-06 | -0.00021894 | 0.014575 | 2.45 | -0.00031346 | 0.50259 | 0 | 0.0035926 | 1.9548 | 0 | [6 empty] | 5700 | [12 empty] | 390 | 51000 | C1-2 | 1 | 0 | 2 | Beam 6 | None |  | 4000 |  |  | BBR_Asym | Beam 4
Beam 2100/0noneB2 | XI054C150V054DNT1 | 1800 | 684.1954 | 2585 | 646.25 | 23.06 | 112.0989 | 100 | 0 | 3500 | H071 | 2 | 1 | 0 | 10 | 1 | LEM | 20000 | 1901.724 | [14 empty] | 33 | 86.4 |  |  |  | 33 | 87.6 |  |  | 40 | 0.992 |  |  |  | 100 | 3.03 | 0.3 | 46.5 | 155 | 5000 | 1.7077e-11 | -9.8262e-09 | 2.1237e-06 | -0.00021894 | 0.014575 | 2.45 | -0.00031869 | 0.5076 | 0 | 0.0035553 | 1.9349 | 0 | [6 empty] | 5000 | [12 empty] | 470 | 27000 | C1-3 | 1 | 0 | 3 | Wet Beam | DX-NR |  | 5000 |  |  | B6R_Asym | Beam 6
Beam 20/100SOB2 |  |  | 1500 | 3583 | 895.75 | 49.74 | 72.0346 | 0 | 100 | 3500 | H315 | 0 | 2 | 0 | 10 | 1 | LEM | 18000 | 1863.506 | [14 empty] | 35 | 86.5 |  |  |  | 35 | 87.7 |  |  | 35 | 0.99 |  |  |  | 150 | 3.2 | 0.469 | 67.2 | 143 | 4000 | 1.7077e-11 | -9.8262e-09 | 2.1237e-06 | -0.00021894 | 0.014575 | 2.45 | -0.00032427 | 0.48461 | 0 | 0.004269 | 2.021 | 0 | [6 empty] | 4000 | [12 empty] | 510 | 24000 | C1-4 | 1 | 0 | 4 | New BMR |  |  | 5700 |  |  | New BMR | Beam 3 Asym
[18 empty] | 16000 | 1817.098 | [23 empty] | 30 | 0.9875 |  |  |  | 200 | 3.34 | 0.648 | 86.4 | 133 | 3500 | 1.9869e-11 | -1.1523e-08 | 2.5301e-06 | -0.00026594 | 0.01633 | 2.45 | -0.0003798 | 0.45217 | 0 | 0.0068891 | 2.1341 | 0 | [6 empty] | 3500 | 0 | 0 | 1.8179e-07 | -4.1895e-05 | 0.0052428 | 2.5494 | -0.00065839 | 0.55487 | 0 | 0.0054283 | 1.778 | 0 | 560 | 20000 | C1-5 | 1 | 0 | 5 | New BBR |  |  | 6500 |  |  | New BBR | Beam 4 Asym
Beam 3100/0noneB2 | XI054C150V054DNT1 | 1600 | 632.3276 | 2416 | 604 | 20.98 | 115.1573 | 100 | 0 | 3500 | H072 | 2 | 1 | 0 | 10 | 1 | LEM | 15000 | 1792.529 | [23 empty] | 25 | 0.9825 |  |  | 5700 | 0 | 2.45 | 0 | 0 | 0 | 3000 | 1.7077e-11 | -9.8262e-09 | 2.1237e-06 | -0.00021894 | 0.014575 | 2.45 | -0.00030248 | 0.46311 | 0 | 0.0045164 | 2.1172 | 0 | 5700 | [5 empty] | 3000 | [12 empty] | 620 | 18000 | C4-2 | 2 | 0 | 0 | New B6R | [5 empty] | New B6R | Wet Beam
Beam 30/100SOB2 |  |  | 1398 | 3600 | 900 | 50 | 72 | 0 | 100 | 3500 |  | 0 | 2 | 0 | 10 | 1 | LEM | 13000 | 1729.741 | [23 empty] | 20 | 0.975 |  |  |  | 30 | 2.74 | 0.082 | 14.8 | 180 | 2700 | 1.7077e-11 | -9.8262e-09 | 2.1237e-06 | -0.00021894 | 0.014575 | 2.45 | -0.00029075 | 0.43493 | 0 | 0.005293 | 2.252 | 0 | [6 empty] | 2700 | [12 empty] | 680 | 13000 | C5-1 | 0 | 1 | 0 | [6 empty] | Beam3 SL
[18 empty] | 12000 | 1694.253 | [23 empty] | 15 | 0.968 |  |  |  | 65 | 2.9 | 0.188 | 31.4 | 167 | [32 empty] | 750 | 12000 | C6-1 | 0 | 1 | 0 | [6 empty] | Wet Beam
Beam 4100/0noneB2 | XI054C150V054DNT1 | 3300 | 992.6724 | 3737 | 934.25 | 32.45 | 115.1618 | 100 | 0 | 3500 | H074 | 2 | 1 | 0 | 10 | 1 | LEM | 11000 | 1653.305 | [23 empty] | 10 | 0.955 |  |  |  | 100 | 3.03 | 0.3 | 47.1 | 157 | [32 empty] | 820 | 10000 | C1-6 | 2 | 0 | 1
**Beam 40/100SOB2 | XI054C150V054DNT1 | 750 | 367.5287 | 1256 | 314 | 13.46 | 93.3135 | 0 | 100 | 3500 | H073 | 0 | 2 | 0 | 10 | 1 | LEM | 10000 | 1604.167 | [28 empty] | 150 | 3.2 | 0.469 | 68.3 | 145 | [32 empty] | 910 | 9100 | C2-1 | 0 | 1 | 1
Beam 40/100SOB2 |  |  | 632.3276 | 1781 | 445.25 |  |  | 0 | 100 | 3500 | H260 | 0 | 2 | 0 | 10 | 1 | LEM | 9100 | 1557.759 | [28 empty] | 200 | 3.34 | 0.648 | 88 | 135 | [32 empty] | 1000 | 8200 | C1-7 | 2 | 0 | 2
[18 empty] | 8200 | 1503.161 | [27 empty] | 5000 | 0 | 2.45 | 0 | 0 | 0 | [13 empty] | 5000 | [18 empty] | 1100 | 7500 | C2-2 | 0 | 1 | 2
[18 empty] | 7500 | 1454.023 | [28 empty] | 30 | 2.74 | 0.082 | 14.9 | 182 | [32 empty] | 1200 | 6800 | C1-8 | 2 | 0 | 3
**Beam 60/100SOB2 | XI054C150V054DNT1 | 6800 | 1402.155 | 4582 | 1145.5 | 50.48 | 90.7686 | 0 | 100 | 3500 | 2685335-03 | 4 | 0 | 0 | 10 | 1 | LEM | 6800 | 1402.155 | [28 empty] | 65 | 2.9 | 0.188 | 31.7 | 168 | [32 empty] | 1300 | 6200 | C2-3 | 0 | 1 | 3
Beam 60/100SOB2 |  |  | 632.3276 | 1781 | 445.25 |  |  | 0 | 100 | 3500 | H260 | 0 | 2 | 0 | 10 | 1 | LEM | 6200 | 1350.287 | [28 empty] | 100 | 3.03 | 0.3 | 47.6 | 158 | [32 empty] | 1500 | 5600 | C1-9 | 2 | 0 | 4
Beam 6100/0noneB2 | XI054C150V054DNT1 | 3300 | 992.6724 | 3737 | 934.25 | 32.45 | 115.1618 | 100 | 0 | 3500 | H074 | 2 | 1 | 0 | 10 | 1 | LEM | 5600 | 1292.96 | [28 empty] | 150 | 3.2 | 0.469 | 68.9 | 147 | [32 empty] | 1600 | 5100 | C2-4 | 0 | 1 | 4
[18 empty] | 5100 | 1238.362 | [28 empty] | 200 | 3.34 | 0.648 | 88.8 | 137 | [32 empty] | 1800 | 4700 | C1-10 | 2 | 0 | 5
Beam 2100/0noneB3 | XI054C150V054DNT1 | 1800 | 684.1954 | 2843.5 | 710.875 | 23.06 | 123.3088 | 100 | 0 | 3500 |  | 2 | 1 | 0 | 10 | 1 | LEM | 4700 | 1191.954 | [27 empty] | 4000 | 0 | 2.45 | 0 | 0 | 0 | [13 empty] | 4000 | [18 empty] | 2000 | 4300 | C2-5 | 0 | 1 | 5
Beam 20/100SOB3 |  |  | 1500 | 3941.3 | 985.325 | 49.74 | 79.238 | 0 | 100 | 3500 |  | 0 | 2 | 0 | 10 | 1 | LEM | 4300 | 1142.816 | [28 empty] | 30 | 2.74 | 0.082 | 14.3 | 174 | [32 empty] | 2200 | 3900 | C4-3 | 3 | 0 | 0
[18 empty] | 3900 | 1085.489 | [28 empty] | 65 | 2.9 | 0.188 | 30.2 | 160 | [32 empty] | 2400 | 3600 | C7-1 | 1 | 1 | 0
Beam 3100/0noneB3 | XI054C150V054DNT1 | 1600 | 632.3276 | 2657.6 | 664.4 | 20.98 | 126.673 | 100 | 0 | 3500 |  | 2 | 1 | 0 | 10 | 1 | LEM | 3600 | 1041.81 | [28 empty] | 100 | 3.03 | 0.3 | 45.2 | 150 | [32 empty] | 2700 | 3300 | C1-11 | 3 | 0 | 1
Beam 30/100SOB3 |  |  | 1398 | 3960 | 990 | 50 | 79.2 | 0 | 100 | 3500 |  | 0 | 2 | 0 | 10 | 1 | LEM | 3300 | 992.6724 | [28 empty] | 150 | 3.2 | 0.469 | 65.3 | 139 | [32 empty] | 2900 | 3000 | C3-8 | 1 | 1 | 1
[18 empty] | 3000 | 940.8046 | [28 empty] | 200 | 3.34 | 0.648 | 84 | 129 | [32 empty] | 3000 | 2900 | C1-12 | 3 | 0 | 2
Beam 4100/0noneB3 | XI054C150V054DNT1 | 3300 | 992.6724 | 4110.7 | 1027.675 | 32.45 | 126.678 | 100 | 0 | 3500 |  | 2 | 1 | 0 | 10 | 1 | LEM | 2900 | 931.0966 | [27 empty] | 3500 | 0 | 2.45 | 0 | 0 | 0 | [13 empty] | 3500 | 0 | 2.55 | 0 | 0 | 0 | [13 empty] | 3300 | 2700 | C3-9 | 1 | 1 | 2
[18 empty] | 2700 | 883.477 | [28 empty] | 30 | 2.76 | 0.082 | 13.5 | 164 | [14 empty] | 9.33 | 2.5933 | 0.024195 | 5.1897 | 214.4912 | [13 empty] | 3600 | 2400 | C1-13 | 3 | 0 | 3
Beam 6100/0noneB3 | XI054C150V054DNT1 | 3300 | 992.6724 | 4110.7 | 1027.675 | 32.45 | 126.678 | 100 | 0 | 3500 |  | 2 | 1 | 0 | 10 | 1 | LEM | 2400 | 823.4195 | [28 empty] | 65 | 2.9 | 0.188 | 28 | 148 | [14 empty] | 19.33 | 2.6375 | 0.050983 | 10.4914 | 205.7826 | [13 empty] | 3900 | 2200 | C3-10 | 1 | 1 | 3
[18 empty] | 2200 | 779.7414 | [28 empty] | 100 | 3 | 0.3 | 41.3 | 137 | [14 empty] | 29.33 | 2.6717 | 0.07836 | 15.6753 | 200.0417 | [13 empty] | 4300 | 2000 | C1-14 | 3 | 0 | 4
Wet Beam0/100SOB2 | XI054C150V054DNT1 | 2200 | 779.7414 | 1981 | 495.25 | 25.85 | 76.6344 | 0 | 100 | 3500 | H069 | 0 | 2 | 0 | 10 | 1 | LEM | 2000 | 733.3333 | [28 empty] | 150 | 3.13 | 0.469 | 59 | 125 | [14 empty] | 59.33 | 2.7508 | 0.16321 | 30.5983 | 187.4818 | [13 empty] | 4700 | 1800 | C3-11 | 1 | 1 | 4
Wet Beam0/100SOB3 | XI054C150V054DNT1 | 2200 | 779.7414 | 2179.1 | 544.775 | 25.85 | 84.2979 | 0 | 100 | 3500 |  | 0 | 2 | 0 | 10 | 1 | LEM | 1800 | 684.1954 | [28 empty] | 200 | 3.24 | 0.648 | 75.4 | 116 | [14 empty] | 99.33 | 2.835 | 0.2816 | 48.6222 | 172.6638 | [13 empty] | 5100 | 1600 | C1-15 | 3 | 0 | 5
[18 empty] | 1600 | 632.3276 | [27 empty] | 3000 | 0 | 2.45 | 0 | 0 | 0 | [13 empty] | 3000 | [18 empty] | 5600 | 1500 | C3-12 | 1 | 1 | 5
New BMR0/100SO DropB3 | XI054C150V054DNT1 | 3900 | 1085.1531 | 3753 | 938.25 | 35 | 107.2286 | 0 | 100 | 3500 | G15028 | 2 | 1 | 0 | 10 | 1 | LEM | 1500 | 602.2989 | [28 empty] | 30 | 2.74 | 0.082 | 13.7 | 167 | [32 empty] | 6200 | 1300 | C1-16 | 4 | 0 | 0
New BBR0/100SO DropB3 | XI054C150V054DNT1 | 3900 | 1052.457 | 3776 | 944 | 33.9 | 111.3864 | 0 | 100 | 3500 | J812 | 2 | 1 | 0 | 10 | 1 | LEM | 1300 | 544.9713 | [28 empty] | 65 | 2.9 | 0.188 | 28.9 | 153 | [32 empty] | 6800 | 1200 | C7-2 | 2 | 1 | 0
New B6R0/100SO DropB3 | XI054C150V054DNT1 | 3900 | 1071.769 | 4138 | 1034.5 | 34.58 | 119.6645 | 0 | 100 | 3500 | J811 | 2 | 1 | 0 | 10 | 1 | LEM | 1200 | 514.9425 | [28 empty] | 100 | 3.03 | 0.3 | 43.3 | 144 | [32 empty] | 7500 | 1100 | C1-17 | 4 | 0 | 1
[18 empty] | 1100 | 484.9138 | [28 empty] | 150 | 3.2 | 0.469 | 62.5 | 133 | [32 empty] | 8200 | 1000 | C5-2 | 0 | 2 | 0
New BMR0/100SOB3 | XI054C150V054DNT1 | 3900 | 1079.9766 | 3623 | 905.75 | 34.8365 | 104 | 0 | 100 | 3500 | J982 | 2 | 1 | 0 | 10 | 1 | LEM | 1000 | 452.1552 | [28 empty] | 200 | 3.34 | 0.648 | 80.6 | 124 | [32 empty] | 9100 | 910 | C6-2 | 0 | 2 | 0
New BBR0/100SOB3 | XI054C150V054DNT1 | 3900 | 1052.4572 | 3569 | 892.25 | 33.9 | 105.2802 | 0 | 100 | 3500 | J810 | 2 | 1 | 0 | 10 | 1 | LEM | 910 | 422.1264 | [27 empty] | 2700 | 0 | 2.45 | 0 | 0 | 0 | [13 empty] | 2700 | [18 empty] | 10000 | 820 | C3-2 | 2 | 1 | 1
New B6R0/100SOB3 | XI054C150V054DNT1 | 3900 | 1071.769 | 3857 | 964.25 | 34.55 | 111.6353 | 0 | 100 | 3500 | J811 | 2 | 1 | 0 | 10 | 1 | LEM | 820 | 392.0977 | [28 empty] | 30 | 2.74 | 0.082 | 12.8 | 156 | [32 empty] | 12000 | 750 | C1-18 | 4 | 0 | 2
[18 empty] | 750 | 367.5287 | [28 empty] | 65 | 2.9 | 0.188 | 27.1 | 144 | [32 empty] | 13000 | 680 | C2-6 | 0 | 2 | 1
New BBR0/100DX-NRB3 | XI075C200V054YPT1 | 3000 | 947.678 | 2655 | 663.75 | 30.4 | 87.3355 | 0 | 100 | 3500 |  | 2 | 1 | 0 | 10 | 1 | LEM | 680 | 340.2299 | [28 empty] | 100 | 3.03 | 0.3 | 40.6 | 135 | [32 empty] | 18000 | 620 | C3-3 | 2 | 1 | 2
[18 empty] | 620 | 318.3908 | [28 empty] | 150 | 3.2 | 0.469 | 58.6 | 124 | [32 empty] | 20000 | 560 | C1-19 | 4 | 0 | 3
BMR_Asym0/100NoneB3 | XI054C150V054DNT1 | 3300 | 992.6724 | 3508 | 877 | 31.66 | 110.8023 | 0 | 100 | 4000 | J638-R1 | 2 | 1 | 0 | 10 | 1 | LEM | 560 | 296.5517 | [28 empty] | 200 | 3.34 | 0.648 | 75.4 | 116 | [32 empty] | 24000 | 510 | C2-7 | 0 | 2 | 2
BMR_Asym0/100SOB3 | XI054C150V054DNT1 | 3300 | 985.2299 | 3241 | 810.25 | 31.75 | 102.0787 | 0 | 100 | 4000 | J639 | 2 | 1 | 0 | 10 | 1 | LEM | 510 | 277.4425 | [65 empty] | 27000 | 470 | C3-4 | 2 | 1 | 3
[18 empty] | 470 | 261.0632 | [65 empty] | 51000 | 390 | C1-20 | 4 | 0 | 4
*BBR_Asym0/100SOB3 | XI054C150V054DNT1 | 1600 | 632 | 2006 | 501.5 | 20.6 | 97.3786 | 0 | 100 | 3500 | A16294G | 2 | 1 | 0 | 10 | 1 | LEM | 430 | 244.6839 | [65 empty] | 75000 | 330 | C2-8 | 0 | 2 | 3
BBR_Asym0/100SOB3 | XI054C150V054DNT1 | 2700 | 883 | 2742 | 685.5 | 28.4 | 96.5493 | 0 | 100 | 3500 | A16222G | 2 | 1 | 0 | 10 | 1 | LEM | 390 | 228.3046 | [65 empty] | 82000 | 270 | C3-5 | 2 | 1 | 4
*BBR_Asym0/100SOB3 | XI054C150V054DNT1 | 6200 | 1350 | 4046 | 1011.5 | 43.4 | 93.2258 | 0 | 100 | 3500 | A16295G | 2 | 1 | 0 | 10 | 1 | LEM | 360 | 214.6552 | [65 empty] | 100000 | 180 | C1-21 | 4 | 0 | 5
[18 empty] | 330 | 203.7356 | [67 empty] | C2-9 | 0 | 2 | 4
B6R_Asym0/100SOB3 | XI054C150V054DNT1 | 3000 | 941 | 2904 | 726 | 29.9 | 97.1237 | 0 | 100 | 3500 | A16498G | 2 | 1 | 0 | 10 | 1 | LEM | 300 | 190.0862 | [67 empty] | C3-6 | 2 | 1 | 5
[18 empty] | 270 | 176.4368 | [67 empty] | C2-10 | 0 | 2 | 5
Beam 3 Asym0/100SOB3 | DR15875 - XI054C150V054BST1 |  | 1044 | 3597 | 899.25 | 33.6 | 107.0536 | 0 | 100 | 3500 | A17069G | 0 | 2 | 0 | 10 | 1 | LEM | 240 | 165.5172
[18 empty] | 220 | 154.5977
*Beam3 SL0/100SurroundliteB3 | XI054C150V054DNT1 |  | 940 | 3402 | 850.5 | 36.1 | 94.2382 | 0 | 100 | 3500 | A17087G | 2 | 1 | 0 | 12 | 1 | T5 | 200 | 146.408
*Beam3 SL0/100SurroundliteB3 | XI020C056V054BST2 |  | 412 | 2038 | 1019 | 21.5 | 94.7907 | 0 | 100 | 3500 | A17157G | 2 | 0 | 0 | 12 | 1 | T5 | 180 | 138.2184
Beam3 SL0/100SurroundliteB3 | XI054C150V054BST1 |  | 940 | 3546 | 886.5 | 36.62 | 96.8323 | 0 | 100 | 3500 | A17285G | 2 | 1 | 0 | 12 | 1 | T5 | 160 | 130.0287
[18 empty] | 150 | 124.596
Beam 4 Asym100/0noneB3 | XI054C150V054DNT1 | 1500 | 602 | 2546 | 636.5 |  |  | 100 | 0 | 3500 | A15170G | 2 | 1 | 0 | 10 | 1 | LEM | 130 | 116.3793
Beam 4 Asym0/100SOB3 | XI054C150V054DNT1 | 1000 | 450 | 1645 | 411.25 |  |  | 0 | 100 | 3500 | A15170G | 0 | 2 | 0 | 10 | 1 | LEM | 120 | 110.9195
[18 empty] | 110 | 105.4598
[18 empty] | 100 | 100
[18 empty] | 0 | 100

## rset calcs
LED information
|  |  | reference photometry | [17 empty] | driver information | [18 empty] | Vf | [5 empty] | If |  |  | lm photometry |  |  | optical efficiency |  |  |  | required Current
current LED chip in production |  |  |  | driver | Rset | mA | Total lumens | lm/ft | Input (W) | Efficacy (lm/W) | Uplight (%) | Downlight (%) | CCT | Test | L1 | L2 | S2 | chips in series | boards per foot | chip? | Efficiency | max If | min If | Max Vf | Min Vf | Rset Max | Rset min | Current high | Current low | eff. High | eff.low | CCT | CRI lm multiplier | cartridge | L1 | L2 | S2 | series | parallel | x^5 | x^4 | x^3 | x^2 | x^1 | x^0 | x^2 | x^1 | x^0 | x^2 | x^1 | x^0 | chip mA | theoretical chip lumens | theoretical lm/ft | optical efficiency | desired lumens/ft | chip lumens | chip If | cartridge If | Chip Vf | board Vf | driver Pout | driver PF | cartridge VA
T5 | Individual | 1 | Beam 40/100SOB3 | XI054C150V054DNT1 | 3900 | 1085.489 | 3287 | 821.75 | 35.18 | 93.4338 | 0 | 100 | 3500 | H972 | 0 | 2 | 0 | 10 | 1 | LEM | 0.89 | [10 empty] | 3500 | 1 | C4-3 | 3 | 0 | 0 | 10 | 18 | 0 | 0 | 1.8179e-07 | -4.1895e-05 | 0.0052428 | 2.5494 | 0.0054283 | 1.778 | 0 | -0.0003798 | 0.45217 | 0 | 45.2287 | 19.6741 | 1180.4436 | 0.69614 | 630 | 15.0832 | 28.0532 | 504.9577 | 2.6675 | 26.6753 | 13.4699 | 0.96502 | 15.6834
T5 |  | 2 | Beam 40/100SOB3 | XI054C150V054DNT1 | 3900 | 1085.489 | 3287 | 821.75 | 35.18 | 93.4338 | 0 | 100 | 3500 | H972 | 0 | 2 | 0 | 10 | 1 | LEM | 0.89 | [10 empty] | 3500 | 1 | C1-6 | 2 | 0 | 1 | 10 | 13 | 0 | 0 | 1.8179e-07 | -4.1895e-05 | 0.0052428 | 2.5494 | 0.0054283 | 1.778 | 0 | -0.0003798 | 0.45217 | 0 | 45.2287 | 19.6741 | 1180.4436 | 0.69614 | 630 | 15.0832 | 28.0532 | 364.6916 | 2.6675 | 26.6753 | 9.7283 | 0.95703 | 11.4214
T5 |  | 3 | Beam 40/100SOB3 | XI054C150V054DNT1 | 3900 | 1085.489 | 3287 | 821.75 | 35.18 | 93.4338 | 0 | 100 | 3500 | H972 | 0 | 2 | 0 | 10 | 1 | LEM | 0.89 | [10 empty] | 3500 | 1 | - | #N/A | #N/A | #N/A | 10 | #N/A | 0 | 0 | 1.8179e-07 | -4.1895e-05 | 0.0052428 | 2.5494 | 0.0054283 | 1.778 | 0 | -0.0003798 | 0.45217 | 0 | 45.2287 | 19.6741 | 1180.4436 | 0.69614 | 630 | #N/A | #N/A | #N/A | #N/A | #N/A | #N/A | #N/A | -
T5 |  | 4 | Beam 40/100SOB3 | XI054C150V054DNT1 | 3900 | 1085.489 | 3287 | 821.75 | 35.18 | 93.4338 | 0 | 100 | 3500 | H972 | 0 | 2 | 0 | 10 | 1 | LEM | 0.89 | [10 empty] | 3500 | 1 | - | #N/A | #N/A | #N/A | 10 | #N/A | 0 | 0 | 1.8179e-07 | -4.1895e-05 | 0.0052428 | 2.5494 | 0.0054283 | 1.778 | 0 | -0.0003798 | 0.45217 | 0 | 45.2287 | 19.6741 | 1180.4436 | 0.69614 | 630 | #N/A | #N/A | #N/A | #N/A | #N/A | #N/A | #N/A | -
T5 | system start | 1 | Beam 40/100SOB3 | XI054C150V054DNT1 | 3900 | 1085.489 | 3287 | 821.75 | 35.18 | 93.4338 | 0 | 100 | 3500 | H972 | 0 | 2 | 0 | 10 | 1 | LEM | 0.89 | [10 empty] | 3500 | 1 | C1-17 | 4 | 0 | 1 | 10 | 25 | 0 | 0 | 1.8179e-07 | -4.1895e-05 | 0.0052428 | 2.5494 | 0.0054283 | 1.778 | 0 | -0.0003798 | 0.45217 | 0 | 45.2287 | 19.6741 | 1180.4436 | 0.69614 | 740 | 17.7168 | 33.2047 | 830.1165 | 2.684 | 26.8396 | 22.28 | 0.97737 | 25.6134
T5 |  | 2 | Beam 40/100SOB3 | XI054C150V054DNT1 | 3900 | 1085.489 | 3287 | 821.75 | 35.18 | 93.4338 | 0 | 100 | 3500 | H972 | 0 | 2 | 0 | 10 | 1 | LEM | 0.89 | [10 empty] | 3500 | 1 | C1-11 | 3 | 0 | 1 | 10 | 19 | 0 | 0 | 1.8179e-07 | -4.1895e-05 | 0.0052428 | 2.5494 | 0.0054283 | 1.778 | 0 | -0.0003798 | 0.45217 | 0 | 45.2287 | 19.6741 | 1180.4436 | 0.69614 | 740 | 17.7168 | 33.2047 | 630.8885 | 2.684 | 26.8396 | 16.9328 | 0.97063 | 19.6012
T5 |  | 3 | Beam 40/100SOB3 | XI054C150V054DNT1 | 3900 | 1085.489 | 3287 | 821.75 | 35.18 | 93.4338 | 0 | 100 | 3500 | H972 | 0 | 2 | 0 | 10 | 1 | LEM | 0.89 | [10 empty] | 3500 | 1 | - | #N/A | #N/A | #N/A | 10 | #N/A | 0 | 0 | 1.8179e-07 | -4.1895e-05 | 0.0052428 | 2.5494 | 0.0054283 | 1.778 | 0 | -0.0003798 | 0.45217 | 0 | 45.2287 | 19.6741 | 1180.4436 | 0.69614 | 740 | #N/A | #N/A | #N/A | #N/A | #N/A | #N/A | #N/A | -
T5 |  | 4 | Beam 40/100SOB3 | XI054C150V054DNT1 | 3900 | 1085.489 | 3287 | 821.75 | 35.18 | 93.4338 | 0 | 100 | 3500 | H972 | 0 | 2 | 0 | 10 | 1 | LEM | 0.89 | [10 empty] | 3500 | 1 | - | #N/A | #N/A | #N/A | 10 | #N/A | 0 | 0 | 1.8179e-07 | -4.1895e-05 | 0.0052428 | 2.5494 | 0.0054283 | 1.778 | 0 | -0.0003798 | 0.45217 | 0 | 45.2287 | 19.6741 | 1180.4436 | 0.69614 | 740 | #N/A | #N/A | #N/A | #N/A | #N/A | #N/A | #N/A | -
T5 | system middle | 1 | Beam 40/100SOB3 | XI054C150V054DNT1 | 3900 | 1085.489 | 3287 | 821.75 | 35.18 | 93.4338 | 0 | 100 | 3500 | H972 | 0 | 2 | 0 | 10 | 1 | LEM | 0.89 | [10 empty] | 3500 | 1 | - | #N/A | #N/A | #N/A | 10 | #N/A | 0 | 0 | 1.8179e-07 | -4.1895e-05 | 0.0052428 | 2.5494 | 0.0054283 | 1.778 | 0 | -0.0003798 | 0.45217 | 0 | 45.2287 | 19.6741 | 1180.4436 | 0.69614 | 740 | #N/A | #N/A | #N/A | #N/A | #N/A | #N/A | #N/A | -
T5 |  | 2 | Beam 40/100SOB3 | XI054C150V054DNT1 | 3900 | 1085.489 | 3287 | 821.75 | 35.18 | 93.4338 | 0 | 100 | 3500 | H972 | 0 | 2 | 0 | 10 | 1 | LEM | 0.89 | [10 empty] | 3500 | 1 | - | #N/A | #N/A | #N/A | 10 | #N/A | 0 | 0 | 1.8179e-07 | -4.1895e-05 | 0.0052428 | 2.5494 | 0.0054283 | 1.778 | 0 | -0.0003798 | 0.45217 | 0 | 45.2287 | 19.6741 | 1180.4436 | 0.69614 | 740 | #N/A | #N/A | #N/A | #N/A | #N/A | #N/A | #N/A | -
T5 |  | 3 | Beam 40/100SOB3 | XI054C150V054DNT1 | 3900 | 1085.489 | 3287 | 821.75 | 35.18 | 93.4338 | 0 | 100 | 3500 | H972 | 0 | 2 | 0 | 10 | 1 | LEM | 0.89 | [10 empty] | 3500 | 1 | - | #N/A | #N/A | #N/A | 10 | #N/A | 0 | 0 | 1.8179e-07 | -4.1895e-05 | 0.0052428 | 2.5494 | 0.0054283 | 1.778 | 0 | -0.0003798 | 0.45217 | 0 | 45.2287 | 19.6741 | 1180.4436 | 0.69614 | 740 | #N/A | #N/A | #N/A | #N/A | #N/A | #N/A | #N/A | -
T5 |  | 4 | Beam 40/100SOB3 | XI054C150V054DNT1 | 3900 | 1085.489 | 3287 | 821.75 | 35.18 | 93.4338 | 0 | 100 | 3500 | H972 | 0 | 2 | 0 | 10 | 1 | LEM | 0.89 | [10 empty] | 3500 | 1 | - | #N/A | #N/A | #N/A | 10 | #N/A | 0 | 0 | 1.8179e-07 | -4.1895e-05 | 0.0052428 | 2.5494 | 0.0054283 | 1.778 | 0 | -0.0003798 | 0.45217 | 0 | 45.2287 | 19.6741 | 1180.4436 | 0.69614 | 740 | #N/A | #N/A | #N/A | #N/A | #N/A | #N/A | #N/A | -
T5 | system end | 1 | Beam 40/100SOB3 | XI054C150V054DNT1 | 3900 | 1085.489 | 3287 | 821.75 | 35.18 | 93.4338 | 0 | 100 | 3500 | H972 | 0 | 2 | 0 | 10 | 1 | LEM | 0.89 | [10 empty] | 3500 | 1 | C1-17 | 4 | 0 | 1 | 10 | 25 | 0 | 0 | 1.8179e-07 | -4.1895e-05 | 0.0052428 | 2.5494 | 0.0054283 | 1.778 | 0 | -0.0003798 | 0.45217 | 0 | 45.2287 | 19.6741 | 1180.4436 | 0.69614 | 740 | 17.7168 | 33.2047 | 830.1165 | 2.684 | 26.8396 | 22.28 | 0.97737 | 25.6134
T5 |  | 2 | Beam 40/100SOB3 | XI054C150V054DNT1 | 3900 | 1085.489 | 3287 | 821.75 | 35.18 | 93.4338 | 0 | 100 | 3500 | H972 | 0 | 2 | 0 | 10 | 1 | LEM | 0.89 | [10 empty] | 3500 | 1 | C1-11 | 3 | 0 | 1 | 10 | 19 | 0 | 0 | 1.8179e-07 | -4.1895e-05 | 0.0052428 | 2.5494 | 0.0054283 | 1.778 | 0 | -0.0003798 | 0.45217 | 0 | 45.2287 | 19.6741 | 1180.4436 | 0.69614 | 740 | 17.7168 | 33.2047 | 630.8885 | 2.684 | 26.8396 | 16.9328 | 0.97063 | 19.6012
T5 |  | 3 | Beam 40/100SOB3 | XI054C150V054DNT1 | 3900 | 1085.489 | 3287 | 821.75 | 35.18 | 93.4338 | 0 | 100 | 3500 | H972 | 0 | 2 | 0 | 10 | 1 | LEM | 0.89 | [10 empty] | 3500 | 1 | - | #N/A | #N/A | #N/A | 10 | #N/A | 0 | 0 | 1.8179e-07 | -4.1895e-05 | 0.0052428 | 2.5494 | 0.0054283 | 1.778 | 0 | -0.0003798 | 0.45217 | 0 | 45.2287 | 19.6741 | 1180.4436 | 0.69614 | 740 | #N/A | #N/A | #N/A | #N/A | #N/A | #N/A | #N/A | -
T5 |  | 4 | Beam 40/100SOB3 | XI054C150V054DNT1 | 3900 | 1085.489 | 3287 | 821.75 | 35.18 | 93.4338 | 0 | 100 | 3500 | H972 | 0 | 2 | 0 | 10 | 1 | LEM | 0.89 | [10 empty] | 3500 | 1 | - | #N/A | #N/A | #N/A | 10 | #N/A | 0 | 0 | 1.8179e-07 | -4.1895e-05 | 0.0052428 | 2.5494 | 0.0054283 | 1.778 | 0 | -0.0003798 | 0.45217 | 0 | 45.2287 | 19.6741 | 1180.4436 | 0.69614 | 740 | #N/A | #N/A | #N/A | #N/A | #N/A | #N/A | #N/A | -

## calculating+sorting
cartridges | [8 empty] | acceptable dark spot on each end |  |  | starting rank | 1
[7 empty] | Desired Cartridge Length | 60 | 0.3125 | 0.25 | [11 empty] | gaps | smallest cartridge | no cutting cartridges | favor c5, c6, c7 | minimum dark spot
| length | L1 | L2 | S2 | [7 empty] | cartridge 1 |  | cartridge 2 |  | cartridge 3 |  | cartridge 4 |  | sum | dark spot each end | modrank1 | modrank2 | modrank3 | modrank4 | modrank5 | rank |  | cartridge 1 |  | cartridge 2 |  | cartridge 3 |  | cartridge 4 |  | sum | dark spot each end | rank |  | cartridge 1 |  | cartridge 2 |  | cartridge 3 |  | cartridge 4 |  | sum | dark spot each end | rank |  | cartridge 1 |  | cartridge 2 |  | cartridge 3 |  | cartridge 4 |  | sum | dark spot each end | rank | cartridge 1 | cartridge 2 | cartridge 3 | cartridge 4 | sum | dark spot each end | rank
C4-1 | 11.433 | 1 | 0 | 0 | cartridge | 1 | C4-3 | 34.307 | shortest acceptable cartridge |  | 1 | C1-21 | 55.365 | - | - | - | - | - | - | 55.365 | 2.3175 | -5 | 1 | 1 | 0 | 0 | -2 | 22 | C4-3 | 34.307 | C1-6 | 24.802 | - | - | - | - | 59.109 | 0.4455 | -1 | 1 | C1-21 | 55.365 | - | - | - | - | - | - | 55.365 | 2.3175 | -2 | 50 | C1-17 | 47.684 | C4-1 | 11.433 | - | - | - | - | 59.117 | 0.4415 | -3
C1-1 | 13.361 | 1 | 0 | 1 |  | 2 | C1-6 | 24.802 | 20 |  | 2 | C1-21 | 55.365 | - | - | - | - | - | - | 55.365 | 2.3175 | -5 | 1 | 1 | 0 | 0 | -2 | 23 | C4-3 | 34.307 | C1-6 | 24.802 | - | - | - | - | 59.109 | 0.4455 | -1 | 2 | C1-21 | 55.365 | - | - | - | - | - | - | 55.365 | 2.3175 | -2 | 51 | C1-17 | 47.684 | C4-1 | 11.433 | - | - | - | - | 59.117 | 0.4415 | -3
C1-2 | 15.281 | 1 | 0 | 2 |  | 3 | - | - |  |  | 3 | C1-21 | 55.365 | - | - | - | - | - | - | 55.365 | 2.3175 | -5 | 1 | 1 | 0 | 0 | -2 | 24 | C4-3 | 34.307 | C1-6 | 24.802 | - | - | - | - | 59.109 | 0.4455 | -1 | 3 | C1-21 | 55.365 | - | - | - | - | - | - | 55.365 | 2.3175 | -2 | 52 | C1-17 | 47.684 | C4-1 | 11.433 | - | - | - | - | 59.117 | 0.4415 | -3
C1-3 | 17.201 | 1 | 0 | 3 |  | 4 | - | - | installation gap |  | 4 | C1-21 | 55.365 | - | - | - | - | - | - | 55.365 | 2.3175 | -5 | 1 | 1 | 0 | 0 | -2 | 25 | C4-3 | 34.307 | C1-6 | 24.802 | - | - | - | - | 59.109 | 0.4455 | -1 | 4 | C1-21 | 55.365 | - | - | - | - | - | - | 55.365 | 2.3175 | -2 | 53 | C1-17 | 47.684 | C4-1 | 11.433 | - | - | - | - | 59.117 | 0.4415 | -3
C1-4 | 19.121 | 1 | 0 | 4 |  |  |  |  | 0.02 |  | 5 | C1-21 | 55.365 | - | - | - | - | - | - | 55.365 | 2.3175 | -5 | 1 | 1 | 0 | 0 | -2 | 26 | C4-3 | 34.307 | C1-6 | 24.802 | - | - | - | - | 59.109 | 0.4455 | -1 | 5 | C1-21 | 55.365 | - | - | - | - | - | - | 55.365 | 2.3175 | -2 | 54 | C1-17 | 47.684 | C4-1 | 11.433 | - | - | - | - | 59.117 | 0.4415 | -3
C1-5 | 21.042 | 1 | 0 | 5 |  |  | Actual Cartridge Length | 59.109 |  |  | 6 | C1-21 | 55.365 | - | - | - | - | - | - | 55.365 | 2.3175 | -5 | 1 | 1 | 0 | 0 | -2 | 27 | C4-3 | 34.307 | C1-6 | 24.802 | - | - | - | - | 59.109 | 0.4455 | -1 | 6 | C1-21 | 55.365 | - | - | - | - | - | - | 55.365 | 2.3175 | -2 | 55 | C1-17 | 47.684 | C4-1 | 11.433 | - | - | - | - | 59.117 | 0.4415 | -3
C4-2 | 22.874 | 2 | 0 | 0 |  |  | Dark Spot (each end) | 0.4455 |  |  | 7 | C1-21 | 55.365 | - | - | - | - | - | - | 55.365 | 2.3175 | -5 | 1 | 1 | 0 | 0 | -2 | 28 | C4-3 | 34.307 | C1-6 | 24.802 | - | - | - | - | 59.109 | 0.4455 | -1 | 7 | C1-21 | 55.365 | - | - | - | - | - | - | 55.365 | 2.3175 | -2 | 56 | C1-17 | 47.684 | C4-1 | 11.433 | - | - | - | - | 59.117 | 0.4415 | -3
C5-1 | 23.95 | 0 | 1 | 0 | [6 empty] | 8 | C2-10 | 57.489 | - | - | - | - | - | - | 57.489 | 1.2555 | -5 | 1 | 1 | 0 | 0 | -2 | [12 empty] | 8 | C2-10 | 57.489 | - | - | - | - | - | - | 57.489 | 1.2555 | -2
C6-1 | 23.969 | 0 | 1 | 0 |  |  |  |  | num cartridges | minimum dark spot | 9 | C2-10 | 57.489 | - | - | - | - | - | - | 57.489 | 1.2555 | -5 | 1 | 1 | 0 | 0 | -2 | [12 empty] | 9 | C2-10 | 57.489 | - | - | - | - | - | - | 57.489 | 1.2555 | -2
C1-6 | 24.802 | 2 | 0 | 1 |  |  |  |  | 1 | 0.04 | 10 | C2-10 | 57.489 | - | - | - | - | - | - | 57.489 | 1.2555 | -5 | 1 | 1 | 0 | 0 | -2 | [12 empty] | 10 | C2-10 | 57.489 | - | - | - | - | - | - | 57.489 | 1.2555 | -2
C2-1 | 25.873 | 0 | 1 | 1 |  |  |  |  | 2 | 0.06 | 11 | C2-10 | 57.489 | - | - | - | - | - | - | 57.489 | 1.2555 | -5 | 1 | 1 | 0 | 0 | -2 | [12 empty] | 11 | C2-10 | 57.489 | - | - | - | - | - | - | 57.489 | 1.2555 | -2
C1-7 | 26.772 | 2 | 0 | 2 |  |  |  |  | 3 | 0.08 | 12 | C2-10 | 57.489 | - | - | - | - | - | - | 57.489 | 1.2555 | -5 | 1 | 1 | 0 | 0 | -2 | [12 empty] | 12 | C2-10 | 57.489 | - | - | - | - | - | - | 57.489 | 1.2555 | -2
C2-2 | 27.793 | 0 | 1 | 2 |  |  |  |  | 4 | 0.1 | 13 | C2-10 | 57.489 | - | - | - | - | - | - | 57.489 | 1.2555 | -5 | 1 | 1 | 0 | 0 | -2 | [12 empty] | 13 | C2-10 | 57.489 | - | - | - | - | - | - | 57.489 | 1.2555 | -2
C1-8 | 28.642 | 2 | 0 | 3 | [6 empty] | 14 | C2-10 | 57.489 | - | - | - | - | - | - | 57.489 | 1.2555 | -5 | 1 | 1 | 0 | 0 | -2 | [12 empty] | 14 | C2-10 | 57.489 | - | - | - | - | - | - | 57.489 | 1.2555 | -2
C2-3 | 29.713 | 0 | 1 | 3 | [6 empty] | 15 | C3-6 | 56.438 | - | - | - | - | - | - | 56.438 | 1.781 | -5 | 1 | 1 | 0 | 0 | -2 | [12 empty] | 15 | C3-6 | 56.438 | - | - | - | - | - | - | 56.438 | 1.781 | -2
C1-9 | 30.562 | 2 | 0 | 4 | [6 empty] | 16 | C3-6 | 56.438 | - | - | - | - | - | - | 56.438 | 1.781 | -5 | 1 | 1 | 0 | 0 | -2 | [12 empty] | 16 | C3-6 | 56.438 | - | - | - | - | - | - | 56.438 | 1.781 | -2
C2-4 | 31.633 | 0 | 1 | 4 | [6 empty] | 17 | C3-6 | 56.438 | - | - | - | - | - | - | 56.438 | 1.781 | -5 | 1 | 1 | 0 | 0 | -2 | [12 empty] | 17 | C3-6 | 56.438 | - | - | - | - | - | - | 56.438 | 1.781 | -2
C1-10 | 32.483 | 2 | 0 | 5 | [6 empty] | 18 | C3-6 | 56.438 | - | - | - | - | - | - | 56.438 | 1.781 | -5 | 1 | 1 | 0 | 0 | -2 | [12 empty] | 18 | C3-6 | 56.438 | - | - | - | - | - | - | 56.438 | 1.781 | -2
C2-5 | 33.545 | 0 | 1 | 5 | [6 empty] | 19 | C3-6 | 56.438 | - | - | - | - | - | - | 56.438 | 1.781 | -5 | 1 | 1 | 0 | 0 | -2 | [12 empty] | 19 | C3-6 | 56.438 | - | - | - | - | - | - | 56.438 | 1.781 | -2
C4-3 | 34.307 | 3 | 0 | 0 | [6 empty] | 20 | C3-6 | 56.438 | - | - | - | - | - | - | 56.438 | 1.781 | -5 | 1 | 1 | 0 | 0 | -2 | [12 empty] | 20 | C3-6 | 56.438 | - | - | - | - | - | - | 56.438 | 1.781 | -2
C7-1 | 35.397 | 1 | 1 | 0 | [6 empty] | 21 | C3-6 | 56.438 | - | - | - | - | - | - | 56.438 | 1.781 | -5 | 1 | 1 | 0 | 0 | -2 | [12 empty] | 21 | C3-6 | 56.438 | - | - | - | - | - | - | 56.438 | 1.781 | -2
C1-11 | 36.243 | 3 | 0 | 1 | [6 empty] | 22 | C4-3 | 34.307 | C1-6 | 24.802 | - | - | - | - | 59.109 | 0.4455 | -3 | 1 | 0 | 0 | 0 | -1 | [12 empty] | 29 | C5-2 | 47.9 | C4-1 | 11.433 | - | - | - | - | 59.333 | 0.3335 | -2
C3-8 | 37.313 | 1 | 1 | 1 | [6 empty] | 23 | C4-3 | 34.307 | C1-6 | 24.802 | - | - | - | - | 59.109 | 0.4455 | -3 | 1 | 0 | 0 | 0 | -1 | [12 empty] | 30 | C5-2 | 47.9 | C4-1 | 11.433 | - | - | - | - | 59.333 | 0.3335 | -2
C1-12 | 38.163 | 3 | 0 | 2 | [6 empty] | 24 | C4-3 | 34.307 | C1-6 | 24.802 | - | - | - | - | 59.109 | 0.4455 | -3 | 1 | 0 | 0 | 0 | -1 | [12 empty] | 31 | C5-2 | 47.9 | C4-1 | 11.433 | - | - | - | - | 59.333 | 0.3335 | -2
C3-9 | 39.233 | 1 | 1 | 2 | [6 empty] | 25 | C4-3 | 34.307 | C1-6 | 24.802 | - | - | - | - | 59.109 | 0.4455 | -3 | 1 | 0 | 0 | 0 | -1 | [12 empty] | 32 | C5-2 | 47.9 | C4-1 | 11.433 | - | - | - | - | 59.333 | 0.3335 | -2
C1-13 | 40.083 | 3 | 0 | 3 | [6 empty] | 26 | C4-3 | 34.307 | C1-6 | 24.802 | - | - | - | - | 59.109 | 0.4455 | -3 | 1 | 0 | 0 | 0 | -1 | [12 empty] | 33 | C5-2 | 47.9 | C4-1 | 11.433 | - | - | - | - | 59.333 | 0.3335 | -2
C3-10 | 41.153 | 1 | 1 | 3 | [6 empty] | 27 | C4-3 | 34.307 | C1-6 | 24.802 | - | - | - | - | 59.109 | 0.4455 | -3 | 1 | 0 | 0 | 0 | -1 | [12 empty] | 34 | C5-2 | 47.9 | C4-1 | 11.433 | - | - | - | - | 59.333 | 0.3335 | -2
C1-14 | 42.003 | 3 | 0 | 4 | [6 empty] | 28 | C4-3 | 34.307 | C1-6 | 24.802 | - | - | - | - | 59.109 | 0.4455 | -3 | 1 | 0 | 0 | 0 | -1 | [12 empty] | 35 | C5-2 | 47.9 | C4-1 | 11.433 | - | - | - | - | 59.333 | 0.3335 | -2
C3-11 | 43.073 | 1 | 1 | 4 | [6 empty] | 29 | C5-2 | 47.9 | C4-1 | 11.433 | - | - | - | - | 59.333 | 0.3335 | -3 | -1 | 0 | 1 | 0 | -2 | [12 empty] | 36 | C6-2 | 47.938 | C4-1 | 11.433 | - | - | - | - | 59.371 | 0.3145 | -2
C1-15 | 43.924 | 3 | 0 | 5 | [6 empty] | 30 | C5-2 | 47.9 | C4-1 | 11.433 | - | - | - | - | 59.333 | 0.3335 | -3 | -1 | 0 | 1 | 0 | -2 | [12 empty] | 37 | C6-2 | 47.938 | C4-1 | 11.433 | - | - | - | - | 59.371 | 0.3145 | -2
C3-12 | 44.994 | 1 | 1 | 5 | [6 empty] | 31 | C5-2 | 47.9 | C4-1 | 11.433 | - | - | - | - | 59.333 | 0.3335 | -3 | -1 | 0 | 1 | 0 | -2 | [12 empty] | 38 | C6-2 | 47.938 | C4-1 | 11.433 | - | - | - | - | 59.371 | 0.3145 | -2
C1-16 | 45.764 | 4 | 0 | 0 | [6 empty] | 32 | C5-2 | 47.9 | C4-1 | 11.433 | - | - | - | - | 59.333 | 0.3335 | -3 | -1 | 0 | 1 | 0 | -2 | [12 empty] | 39 | C6-2 | 47.938 | C4-1 | 11.433 | - | - | - | - | 59.371 | 0.3145 | -2
C7-2 | 46.841 | 2 | 1 | 0 | [6 empty] | 33 | C5-2 | 47.9 | C4-1 | 11.433 | - | - | - | - | 59.333 | 0.3335 | -3 | -1 | 0 | 1 | 0 | -2 | [12 empty] | 40 | C6-2 | 47.938 | C4-1 | 11.433 | - | - | - | - | 59.371 | 0.3145 | -2
C1-17 | 47.684 | 4 | 0 | 1 | [6 empty] | 34 | C5-2 | 47.9 | C4-1 | 11.433 | - | - | - | - | 59.333 | 0.3335 | -3 | -1 | 0 | 1 | 0 | -2 | [12 empty] | 41 | C6-2 | 47.938 | C4-1 | 11.433 | - | - | - | - | 59.371 | 0.3145 | -2
C5-2 | 47.9 | 0 | 2 | 0 | [6 empty] | 35 | C5-2 | 47.9 | C4-1 | 11.433 | - | - | - | - | 59.333 | 0.3335 | -3 | -1 | 0 | 1 | 0 | -2 | [12 empty] | 42 | C6-2 | 47.938 | C4-1 | 11.433 | - | - | - | - | 59.371 | 0.3145 | -2
C6-2 | 47.938 | 0 | 2 | 0 | [6 empty] | 36 | C6-2 | 47.938 | C4-1 | 11.433 | - | - | - | - | 59.371 | 0.3145 | -3 | -1 | 0 | 1 | 0 | -2 | [12 empty] | 43 | C7-2 | 46.841 | C4-1 | 11.433 | - | - | - | - | 58.274 | 0.863 | -2
C3-2 | 48.757 | 2 | 1 | 1 | [6 empty] | 37 | C6-2 | 47.938 | C4-1 | 11.433 | - | - | - | - | 59.371 | 0.3145 | -3 | -1 | 0 | 1 | 0 | -2 | [12 empty] | 44 | C7-2 | 46.841 | C4-1 | 11.433 | - | - | - | - | 58.274 | 0.863 | -2
C1-18 | 49.604 | 4 | 0 | 2 | [6 empty] | 38 | C6-2 | 47.938 | C4-1 | 11.433 | - | - | - | - | 59.371 | 0.3145 | -3 | -1 | 0 | 1 | 0 | -2 | [12 empty] | 45 | C7-2 | 46.841 | C4-1 | 11.433 | - | - | - | - | 58.274 | 0.863 | -2
C2-6 | 49.817 | 0 | 2 | 1 | [6 empty] | 39 | C6-2 | 47.938 | C4-1 | 11.433 | - | - | - | - | 59.371 | 0.3145 | -3 | -1 | 0 | 1 | 0 | -2 | [12 empty] | 46 | C7-2 | 46.841 | C4-1 | 11.433 | - | - | - | - | 58.274 | 0.863 | -2
C3-3 | 50.677 | 2 | 1 | 2 | [6 empty] | 40 | C6-2 | 47.938 | C4-1 | 11.433 | - | - | - | - | 59.371 | 0.3145 | -3 | -1 | 0 | 1 | 0 | -2 | [12 empty] | 47 | C7-2 | 46.841 | C4-1 | 11.433 | - | - | - | - | 58.274 | 0.863 | -2
C1-19 | 51.524 | 4 | 0 | 3 | [6 empty] | 41 | C6-2 | 47.938 | C4-1 | 11.433 | - | - | - | - | 59.371 | 0.3145 | -3 | -1 | 0 | 1 | 0 | -2 | [12 empty] | 48 | C7-2 | 46.841 | C4-1 | 11.433 | - | - | - | - | 58.274 | 0.863 | -2
C2-7 | 51.737 | 0 | 2 | 2 | [6 empty] | 42 | C6-2 | 47.938 | C4-1 | 11.433 | - | - | - | - | 59.371 | 0.3145 | -3 | -1 | 0 | 1 | 0 | -2 | [12 empty] | 49 | C7-2 | 46.841 | C4-1 | 11.433 | - | - | - | - | 58.274 | 0.863 | -2
C3-4 | 52.597 | 2 | 1 | 3 | [6 empty] | 43 | C7-2 | 46.841 | C4-1 | 11.433 | - | - | - | - | 58.274 | 0.863 | -3 | -1 | 0 | 1 | 0 | -2
C1-20 | 53.444 | 4 | 0 | 4 | [6 empty] | 44 | C7-2 | 46.841 | C4-1 | 11.433 | - | - | - | - | 58.274 | 0.863 | -3 | -1 | 0 | 1 | 0 | -2
C2-8 | 53.657 | 0 | 2 | 3 | [6 empty] | 45 | C7-2 | 46.841 | C4-1 | 11.433 | - | - | - | - | 58.274 | 0.863 | -3 | -1 | 0 | 1 | 0 | -2
C3-5 | 54.517 | 2 | 1 | 4 | [6 empty] | 46 | C7-2 | 46.841 | C4-1 | 11.433 | - | - | - | - | 58.274 | 0.863 | -3 | -1 | 0 | 1 | 0 | -2
C1-21 | 55.365 | 4 | 0 | 5 | [6 empty] | 47 | C7-2 | 46.841 | C4-1 | 11.433 | - | - | - | - | 58.274 | 0.863 | -3 | -1 | 0 | 1 | 0 | -2
C2-9 | 55.577 | 0 | 2 | 4 | [6 empty] | 48 | C7-2 | 46.841 | C4-1 | 11.433 | - | - | - | - | 58.274 | 0.863 | -3 | -1 | 0 | 1 | 0 | -2
C3-6 | 56.438 | 2 | 1 | 5 | [6 empty] | 49 | C7-2 | 46.841 | C4-1 | 11.433 | - | - | - | - | 58.274 | 0.863 | -3 | -1 | 0 | 1 | 0 | -2
C2-10 | 57.489 | 0 | 2 | 5 | [6 empty] | 50 | C1-17 | 47.684 | C4-1 | 11.433 | - | - | - | - | 59.117 | 0.4415 | -3 | -1 | 0 | 0 | 0 | -3
[11 empty] | 51 | C1-17 | 47.684 | C4-1 | 11.433 | - | - | - | - | 59.117 | 0.4415 | -3 | -1 | 0 | 0 | 0 | -3
[11 empty] | 52 | C1-17 | 47.684 | C4-1 | 11.433 | - | - | - | - | 59.117 | 0.4415 | -3 | -1 | 0 | 0 | 0 | -3
C1 | 55.365 | 4 | 0 | 5 | [6 empty] | 53 | C1-17 | 47.684 | C4-1 | 11.433 | - | - | - | - | 59.117 | 0.4415 | -3 | -1 | 0 | 0 | 0 | -3
C2 | 57.489 | 0 | 2 | 5 | [6 empty] | 54 | C1-17 | 47.684 | C4-1 | 11.433 | - | - | - | - | 59.117 | 0.4415 | -3 | -1 | 0 | 0 | 0 | -3
C3 | 56.438 | 2 | 1 | 5 | [6 empty] | 55 | C1-17 | 47.684 | C4-1 | 11.433 | - | - | - | - | 59.117 | 0.4415 | -3 | -1 | 0 | 0 | 0 | -3
C4 | 34.307 | 3 | 0 | 0 | [6 empty] | 56 | C1-17 | 47.684 | C4-1 | 11.433 | - | - | - | - | 59.117 | 0.4415 | -3 | -1 | 0 | 0 | 0 | -3
C5 | 47.9 | 0 | 2 | 0
C6 | 47.938 | 0 | 2 | 0
C7 | 46.841 | 2 | 1 | 0
-

## streamline calculating+sorting
cartridges | [8 empty] | acceptable dark spot on each end |  |  | starting rank | 1
[7 empty] | Desired Cartridge Length | 60 | 0.3125 | 0.25 | [11 empty] | gaps | smallest cartridge | no cutting cartridges | favor c5, c6, c7 | minimum dark spot
| length | L1 | L2 | S2 | [7 empty] | cartridge 1 |  | cartridge 2 |  | cartridge 3 |  | cartridge 4 |  | sum | dark spot each end | modrank1 | modrank2 | modrank3 | modrank4 | modrank5 | rank |  | cartridge 1 |  | cartridge 2 |  | cartridge 3 |  | cartridge 4 |  | sum | dark spot each end | rank | cartridge 1 | cartridge 2 | cartridge 3 | cartridge 4 | sum | dark spot each end | rank |  | cartridge 1 |  | cartridge 2 |  | cartridge 3 |  | cartridge 4 |  | sum | dark spot each end | rank | cartridge 1 | cartridge 2 | cartridge 3 | cartridge 4 | sum | dark spot each end | rank
C4-1 | 11.433 | 1 | 0 | 0 | cartridge | 1 | C4-3 | 34.307 | shortest acceptable cartridge |  | 1 | C4-3 | 34.307 | C6-1 | 23.969 | - | - | - | - | 58.276 | 0.862 | -3 | 1 | 0 | 1 | 0 | 0 | 1 | C4-3 | 34.307 | C6-1 | 23.969 | - | - | - | - | 58.276 | 0.862 | 0 | [7 empty] | 5 | C5-2 | 47.9 | C4-1 | 11.433 | - | - | - | - | 59.333 | 0.3335 | -2
C4-2 | 22.874 | 2 | 0 | 0 |  | 2 | C6-1 | 23.969 | 20 |  | 2 | C4-3 | 34.307 | C6-1 | 23.969 | - | - | - | - | 58.276 | 0.862 | -3 | 1 | 0 | 1 | 0 | 0 | 2 | C4-3 | 34.307 | C6-1 | 23.969 | - | - | - | - | 58.276 | 0.862 | 0 | [7 empty] | 6 | C5-2 | 47.9 | C4-1 | 11.433 | - | - | - | - | 59.333 | 0.3335 | -2
C5-1 | 23.95 | 0 | 1 | 0 |  | 3 | - | - |  |  | 3 | C4-3 | 34.307 | C6-1 | 23.969 | - | - | - | - | 58.276 | 0.862 | -3 | 1 | 0 | 1 | 0 | 0 | 3 | C4-3 | 34.307 | C6-1 | 23.969 | - | - | - | - | 58.276 | 0.862 | 0 | [7 empty] | 7 | C5-2 | 47.9 | C4-1 | 11.433 | - | - | - | - | 59.333 | 0.3335 | -2
C6-1 | 23.969 | 0 | 1 | 0 |  | 4 | - | - | installation gap |  | 4 | C4-3 | 34.307 | C6-1 | 23.969 | - | - | - | - | 58.276 | 0.862 | -3 | 1 | 0 | 1 | 0 | 0 | 4 | C4-3 | 34.307 | C6-1 | 23.969 | - | - | - | - | 58.276 | 0.862 | 0 | [7 empty] | 8 | C5-2 | 47.9 | C4-1 | 11.433 | - | - | - | - | 59.333 | 0.3335 | -2
C4-3 | 34.307 | 3 | 0 | 0 |  |  |  |  | 0.02 |  | 5 | C5-2 | 47.9 | C4-1 | 11.433 | - | - | - | - | 59.333 | 0.3335 | -3 | -1 | 0 | 1 | 0 | -2 | [19 empty] | 9 | C6-2 | 47.938 | C4-1 | 11.433 | - | - | - | - | 59.371 | 0.3145 | -2
C7-1 | 35.397 | 1 | 1 | 0 |  |  | Actual Cartridge Length | 58.276 |  |  | 6 | C5-2 | 47.9 | C4-1 | 11.433 | - | - | - | - | 59.333 | 0.3335 | -3 | -1 | 0 | 1 | 0 | -2 | [19 empty] | 10 | C6-2 | 47.938 | C4-1 | 11.433 | - | - | - | - | 59.371 | 0.3145 | -2
C1-16 | 45.764 | 4 | 0 | 0 |  |  | Dark Spot (each end) | 0.862 |  |  | 7 | C5-2 | 47.9 | C4-1 | 11.433 | - | - | - | - | 59.333 | 0.3335 | -3 | -1 | 0 | 1 | 0 | -2 | [19 empty] | 11 | C6-2 | 47.938 | C4-1 | 11.433 | - | - | - | - | 59.371 | 0.3145 | -2
C7-2 | 46.841 | 2 | 1 | 0 | [6 empty] | 8 | C5-2 | 47.9 | C4-1 | 11.433 | - | - | - | - | 59.333 | 0.3335 | -3 | -1 | 0 | 1 | 0 | -2 | [19 empty] | 12 | C6-2 | 47.938 | C4-1 | 11.433 | - | - | - | - | 59.371 | 0.3145 | -2
C5-2 | 47.9 | 0 | 2 | 0 |  |  |  |  | num cartridges | minimum dark spot | 9 | C6-2 | 47.938 | C4-1 | 11.433 | - | - | - | - | 59.371 | 0.3145 | -3 | -1 | 0 | 1 | 0 | -2 | [19 empty] | 13 | C7-2 | 46.841 | C4-1 | 11.433 | - | - | - | - | 58.274 | 0.863 | -2
C6-2 | 47.938 | 0 | 2 | 0 |  |  |  |  | 1 | 0.04 | 10 | C6-2 | 47.938 | C4-1 | 11.433 | - | - | - | - | 59.371 | 0.3145 | -3 | -1 | 0 | 1 | 0 | -2 | [19 empty] | 14 | C7-2 | 46.841 | C4-1 | 11.433 | - | - | - | - | 58.274 | 0.863 | -2
[9 empty] | 2 | 0.06 | 11 | C6-2 | 47.938 | C4-1 | 11.433 | - | - | - | - | 59.371 | 0.3145 | -3 | -1 | 0 | 1 | 0 | -2 | [19 empty] | 15 | C7-2 | 46.841 | C4-1 | 11.433 | - | - | - | - | 58.274 | 0.863 | -2
[9 empty] | 3 | 0.08 | 12 | C6-2 | 47.938 | C4-1 | 11.433 | - | - | - | - | 59.371 | 0.3145 | -3 | -1 | 0 | 1 | 0 | -2 | [19 empty] | 16 | C7-2 | 46.841 | C4-1 | 11.433 | - | - | - | - | 58.274 | 0.863 | -2
C4 | 34.307 | 3 | 0 | 0 |  |  |  |  | 4 | 0.1 | 13 | C7-2 | 46.841 | C4-1 | 11.433 | - | - | - | - | 58.274 | 0.863 | -3 | -1 | 0 | 1 | 0 | -2
C5 | 47.9 | 0 | 2 | 0 | [6 empty] | 14 | C7-2 | 46.841 | C4-1 | 11.433 | - | - | - | - | 58.274 | 0.863 | -3 | -1 | 0 | 1 | 0 | -2
C6 | 47.938 | 0 | 2 | 0 | [6 empty] | 15 | C7-2 | 46.841 | C4-1 | 11.433 | - | - | - | - | 58.274 | 0.863 | -3 | -1 | 0 | 1 | 0 | -2
C7 | 46.841 | 2 | 1 | 0 | [6 empty] | 16 | C7-2 | 46.841 | C4-1 | 11.433 | - | - | - | - | 58.274 | 0.863 | -3 | -1 | 0 | 1 | 0 | -2
| - | [9 empty] | 17
18
19
20
21
22
23
24
25
26
27
28
29
30
31
32
33
34
35
36
37
38
39
40
41
42
43
44
45
46
47
48
49
50
51
52
53
54
55
56

## system start
cartridges | [8 empty] | acceptable dark spot on each end |  |  | starting rank | 1
[7 empty] | Desired Cartridge Length | 84 | 0.3125 | 0.25 | [11 empty] | gaps | smallest cartridge | no cutting cartridges | favor c5, c6, c7 | minimum dark spot
| length | L1 | L2 | S2 | [7 empty] | cartridge 1 |  | cartridge 2 |  | cartridge 3 |  | cartridge 4 |  | sum | dark spot each end | modrank1 | modrank2 | modrank3 | modrank4 | modrank5 | rank |  | cartridge 1 |  | cartridge 2 |  | cartridge 3 |  | cartridge 4 |  | sum | dark spot each end | rank | cartridge 1 | cartridge 2 | cartridge 3 | cartridge 4 | sum | dark spot each end | rank |  | cartridge 1 |  | cartridge 2 |  | cartridge 3 |  | cartridge 4 |  | sum | dark spot each end | rank |  | cartridge 1 |  | cartridge 2 |  | cartridge 3 |  | cartridge 4 |  | sum | dark spot each end | rank
C4-1 | 11.433 | 1 | 0 | 0 | cartridge | 1 | C1-17 | 47.684 | shortest acceptable cartridge |  | 1 | C1-21 | 55.365 | C2-2 | 27.793 | - | - | - | - | 83.158 | 0.842 | -3 | 1 | 0 | 0 | 0 | -1 | 22 | C4-3 | 34.307 | C1-18 | 49.604 | - | - | - | - | 83.911 | 0.089 | 2 | [7 empty] | 29 | C5-2 | 47.9 | C7-1 | 35.397 | - | - | - | - | 83.297 | 0.703 | 0 | 1 | C1-21 | 55.365 | C2-2 | 27.793 | - | - | - | - | 83.158 | 0.842 | -1
C1-1 | 13.361 | 1 | 0 | 1 |  | 2 | C1-11 | 36.243 | 20 |  | 2 | C1-21 | 55.365 | C2-2 | 27.793 | - | - | - | - | 83.158 | 0.842 | -3 | 1 | 0 | 0 | 0 | -1 | 23 | C4-3 | 34.307 | C1-18 | 49.604 | - | - | - | - | 83.911 | 0.089 | 2 | [7 empty] | 30 | C5-2 | 47.9 | C7-1 | 35.397 | - | - | - | - | 83.297 | 0.703 | 0 | 2 | C1-21 | 55.365 | C2-2 | 27.793 | - | - | - | - | 83.158 | 0.842 | -1
C1-2 | 15.281 | 1 | 0 | 2 |  | 3 | - | - |  |  | 3 | C1-21 | 55.365 | C2-2 | 27.793 | - | - | - | - | 83.158 | 0.842 | -3 | 1 | 0 | 0 | 0 | -1 | 24 | C4-3 | 34.307 | C1-18 | 49.604 | - | - | - | - | 83.911 | 0.089 | 2 | [7 empty] | 31 | C5-2 | 47.9 | C7-1 | 35.397 | - | - | - | - | 83.297 | 0.703 | 0 | 3 | C1-21 | 55.365 | C2-2 | 27.793 | - | - | - | - | 83.158 | 0.842 | -1
C1-3 | 17.201 | 1 | 0 | 3 |  | 4 | - | - | installation gap |  | 4 | C1-21 | 55.365 | C2-2 | 27.793 | - | - | - | - | 83.158 | 0.842 | -3 | 1 | 0 | 0 | 0 | -1 | 25 | C4-3 | 34.307 | C1-18 | 49.604 | - | - | - | - | 83.911 | 0.089 | 2 | [7 empty] | 32 | C5-2 | 47.9 | C7-1 | 35.397 | - | - | - | - | 83.297 | 0.703 | 0 | 4 | C1-21 | 55.365 | C2-2 | 27.793 | - | - | - | - | 83.158 | 0.842 | -1
C1-4 | 19.121 | 1 | 0 | 4 |  |  |  |  | 0.02 |  | 5 | C1-21 | 55.365 | C2-2 | 27.793 | - | - | - | - | 83.158 | 0.842 | -3 | 1 | 0 | 0 | 0 | -1 | 26 | C4-3 | 34.307 | C1-18 | 49.604 | - | - | - | - | 83.911 | 0.089 | 2 | [7 empty] | 33 | C5-2 | 47.9 | C7-1 | 35.397 | - | - | - | - | 83.297 | 0.703 | 0 | 5 | C1-21 | 55.365 | C2-2 | 27.793 | - | - | - | - | 83.158 | 0.842 | -1
C1-5 | 21.042 | 1 | 0 | 5 |  |  | Actual Cartridge Length | 83.927 |  |  | 6 | C1-21 | 55.365 | C2-2 | 27.793 | - | - | - | - | 83.158 | 0.842 | -3 | 1 | 0 | 0 | 0 | -1 | 27 | C4-3 | 34.307 | C1-18 | 49.604 | - | - | - | - | 83.911 | 0.089 | 2 | [7 empty] | 34 | C5-2 | 47.9 | C7-1 | 35.397 | - | - | - | - | 83.297 | 0.703 | 0 | 6 | C1-21 | 55.365 | C2-2 | 27.793 | - | - | - | - | 83.158 | 0.842 | -1
C4-2 | 22.874 | 2 | 0 | 0 |  |  | Dark Spot (each end) | 0.073 |  |  | 7 | C1-21 | 55.365 | C2-2 | 27.793 | - | - | - | - | 83.158 | 0.842 | -3 | 1 | 0 | 0 | 0 | -1 | 28 | C4-3 | 34.307 | C1-18 | 49.604 | - | - | - | - | 83.911 | 0.089 | 2 | [7 empty] | 35 | C5-2 | 47.9 | C7-1 | 35.397 | - | - | - | - | 83.297 | 0.703 | 0 | 7 | C1-21 | 55.365 | C2-2 | 27.793 | - | - | - | - | 83.158 | 0.842 | -1
C5-1 | 23.95 | 0 | 1 | 0 | [6 empty] | 8 | C2-10 | 57.489 | C2-1 | 25.873 | - | - | - | - | 83.362 | 0.638 | -3 | 1 | 0 | 0 | 0 | -1 | 50 | C1-17 | 47.684 | C1-11 | 36.243 | - | - | - | - | 83.927 | 0.073 | 2 | [7 empty] | 36 | C6-2 | 47.938 | C7-1 | 35.397 | - | - | - | - | 83.335 | 0.665 | 0 | 8 | C2-10 | 57.489 | C2-1 | 25.873 | - | - | - | - | 83.362 | 0.638 | -1
C6-1 | 23.969 | 0 | 1 | 0 |  |  |  |  | num cartridges | minimum dark spot | 9 | C2-10 | 57.489 | C2-1 | 25.873 | - | - | - | - | 83.362 | 0.638 | -3 | 1 | 0 | 0 | 0 | -1 | 51 | C1-17 | 47.684 | C1-11 | 36.243 | - | - | - | - | 83.927 | 0.073 | 2 | [7 empty] | 37 | C6-2 | 47.938 | C7-1 | 35.397 | - | - | - | - | 83.335 | 0.665 | 0 | 9 | C2-10 | 57.489 | C2-1 | 25.873 | - | - | - | - | 83.362 | 0.638 | -1
C1-6 | 24.802 | 2 | 0 | 1 |  |  |  |  | 1 | 0.04 | 10 | C2-10 | 57.489 | C2-1 | 25.873 | - | - | - | - | 83.362 | 0.638 | -3 | 1 | 0 | 0 | 0 | -1 | 52 | C1-17 | 47.684 | C1-11 | 36.243 | - | - | - | - | 83.927 | 0.073 | 2 | [7 empty] | 38 | C6-2 | 47.938 | C7-1 | 35.397 | - | - | - | - | 83.335 | 0.665 | 0 | 10 | C2-10 | 57.489 | C2-1 | 25.873 | - | - | - | - | 83.362 | 0.638 | -1
C2-1 | 25.873 | 0 | 1 | 1 |  |  |  |  | 2 | 0.06 | 11 | C2-10 | 57.489 | C2-1 | 25.873 | - | - | - | - | 83.362 | 0.638 | -3 | 1 | 0 | 0 | 0 | -1 | 53 | C1-17 | 47.684 | C1-11 | 36.243 | - | - | - | - | 83.927 | 0.073 | 2 | [7 empty] | 39 | C6-2 | 47.938 | C7-1 | 35.397 | - | - | - | - | 83.335 | 0.665 | 0 | 11 | C2-10 | 57.489 | C2-1 | 25.873 | - | - | - | - | 83.362 | 0.638 | -1
C1-7 | 26.772 | 2 | 0 | 2 |  |  |  |  | 3 | 0.08 | 12 | C2-10 | 57.489 | C2-1 | 25.873 | - | - | - | - | 83.362 | 0.638 | -3 | 1 | 0 | 0 | 0 | -1 | 54 | C1-17 | 47.684 | C1-11 | 36.243 | - | - | - | - | 83.927 | 0.073 | 2 | [7 empty] | 40 | C6-2 | 47.938 | C7-1 | 35.397 | - | - | - | - | 83.335 | 0.665 | 0 | 12 | C2-10 | 57.489 | C2-1 | 25.873 | - | - | - | - | 83.362 | 0.638 | -1
C2-2 | 27.793 | 0 | 1 | 2 |  |  |  |  | 4 | 0.1 | 13 | C2-10 | 57.489 | C2-1 | 25.873 | - | - | - | - | 83.362 | 0.638 | -3 | 1 | 0 | 0 | 0 | -1 | 55 | C1-17 | 47.684 | C1-11 | 36.243 | - | - | - | - | 83.927 | 0.073 | 2 | [7 empty] | 41 | C6-2 | 47.938 | C7-1 | 35.397 | - | - | - | - | 83.335 | 0.665 | 0 | 13 | C2-10 | 57.489 | C2-1 | 25.873 | - | - | - | - | 83.362 | 0.638 | -1
C1-8 | 28.642 | 2 | 0 | 3 | [6 empty] | 14 | C2-10 | 57.489 | C2-1 | 25.873 | - | - | - | - | 83.362 | 0.638 | -3 | 1 | 0 | 0 | 0 | -1 | 56 | C1-17 | 47.684 | C1-11 | 36.243 | - | - | - | - | 83.927 | 0.073 | 2 | [7 empty] | 42 | C6-2 | 47.938 | C7-1 | 35.397 | - | - | - | - | 83.335 | 0.665 | 0 | 14 | C2-10 | 57.489 | C2-1 | 25.873 | - | - | - | - | 83.362 | 0.638 | -1
C2-3 | 29.713 | 0 | 1 | 3 | [6 empty] | 15 | C3-6 | 56.438 | C1-7 | 26.772 | - | - | - | - | 83.21 | 0.79 | -3 | 1 | 0 | 0 | 0 | -1 | [19 empty] | 43 | C7-2 | 46.841 | C1-11 | 36.243 | - | - | - | - | 83.084 | 0.916 | 0 | 15 | C3-6 | 56.438 | C1-7 | 26.772 | - | - | - | - | 83.21 | 0.79 | -1
C1-9 | 30.562 | 2 | 0 | 4 | [6 empty] | 16 | C3-6 | 56.438 | C1-7 | 26.772 | - | - | - | - | 83.21 | 0.79 | -3 | 1 | 0 | 0 | 0 | -1 | [19 empty] | 44 | C7-2 | 46.841 | C1-11 | 36.243 | - | - | - | - | 83.084 | 0.916 | 0 | 16 | C3-6 | 56.438 | C1-7 | 26.772 | - | - | - | - | 83.21 | 0.79 | -1
C2-4 | 31.633 | 0 | 1 | 4 | [6 empty] | 17 | C3-6 | 56.438 | C1-7 | 26.772 | - | - | - | - | 83.21 | 0.79 | -3 | 1 | 0 | 0 | 0 | -1 | [19 empty] | 45 | C7-2 | 46.841 | C1-11 | 36.243 | - | - | - | - | 83.084 | 0.916 | 0 | 17 | C3-6 | 56.438 | C1-7 | 26.772 | - | - | - | - | 83.21 | 0.79 | -1
C1-10 | 32.483 | 2 | 0 | 5 | [6 empty] | 18 | C3-6 | 56.438 | C1-7 | 26.772 | - | - | - | - | 83.21 | 0.79 | -3 | 1 | 0 | 0 | 0 | -1 | [19 empty] | 46 | C7-2 | 46.841 | C1-11 | 36.243 | - | - | - | - | 83.084 | 0.916 | 0 | 18 | C3-6 | 56.438 | C1-7 | 26.772 | - | - | - | - | 83.21 | 0.79 | -1
C2-5 | 33.545 | 0 | 1 | 5 | [6 empty] | 19 | C3-6 | 56.438 | C1-7 | 26.772 | - | - | - | - | 83.21 | 0.79 | -3 | 1 | 0 | 0 | 0 | -1 | [19 empty] | 47 | C7-2 | 46.841 | C1-11 | 36.243 | - | - | - | - | 83.084 | 0.916 | 0 | 19 | C3-6 | 56.438 | C1-7 | 26.772 | - | - | - | - | 83.21 | 0.79 | -1
C4-3 | 34.307 | 3 | 0 | 0 | [6 empty] | 20 | C3-6 | 56.438 | C1-7 | 26.772 | - | - | - | - | 83.21 | 0.79 | -3 | 1 | 0 | 0 | 0 | -1 | [19 empty] | 48 | C7-2 | 46.841 | C1-11 | 36.243 | - | - | - | - | 83.084 | 0.916 | 0 | 20 | C3-6 | 56.438 | C1-7 | 26.772 | - | - | - | - | 83.21 | 0.79 | -1
C7-1 | 35.397 | 1 | 1 | 0 | [6 empty] | 21 | C3-6 | 56.438 | C1-7 | 26.772 | - | - | - | - | 83.21 | 0.79 | -3 | 1 | 0 | 0 | 0 | -1 | [19 empty] | 49 | C7-2 | 46.841 | C1-11 | 36.243 | - | - | - | - | 83.084 | 0.916 | 0 | 21 | C3-6 | 56.438 | C1-7 | 26.772 | - | - | - | - | 83.21 | 0.79 | -1
C1-11 | 36.243 | 3 | 0 | 1 | [6 empty] | 22 | C4-3 | 34.307 | C1-18 | 49.604 | - | - | - | - | 83.911 | 0.089 | 0 | 1 | 0 | 0 | 0 | 2
C3-8 | 37.313 | 1 | 1 | 1 | [6 empty] | 23 | C4-3 | 34.307 | C1-18 | 49.604 | - | - | - | - | 83.911 | 0.089 | 0 | 1 | 0 | 0 | 0 | 2
C1-12 | 38.163 | 3 | 0 | 2 | [6 empty] | 24 | C4-3 | 34.307 | C1-18 | 49.604 | - | - | - | - | 83.911 | 0.089 | 0 | 1 | 0 | 0 | 0 | 2
C3-9 | 39.233 | 1 | 1 | 2 | [6 empty] | 25 | C4-3 | 34.307 | C1-18 | 49.604 | - | - | - | - | 83.911 | 0.089 | 0 | 1 | 0 | 0 | 0 | 2
C1-13 | 40.083 | 3 | 0 | 3 | [6 empty] | 26 | C4-3 | 34.307 | C1-18 | 49.604 | - | - | - | - | 83.911 | 0.089 | 0 | 1 | 0 | 0 | 0 | 2
C3-10 | 41.153 | 1 | 1 | 3 | [6 empty] | 27 | C4-3 | 34.307 | C1-18 | 49.604 | - | - | - | - | 83.911 | 0.089 | 0 | 1 | 0 | 0 | 0 | 2
C1-14 | 42.003 | 3 | 0 | 4 | [6 empty] | 28 | C4-3 | 34.307 | C1-18 | 49.604 | - | - | - | - | 83.911 | 0.089 | 0 | 1 | 0 | 0 | 0 | 2
C3-11 | 43.073 | 1 | 1 | 4 | [6 empty] | 29 | C5-2 | 47.9 | C7-1 | 35.397 | - | - | - | - | 83.297 | 0.703 | -3 | 1 | 0 | 1 | 0 | 0
C1-15 | 43.924 | 3 | 0 | 5 | [6 empty] | 30 | C5-2 | 47.9 | C7-1 | 35.397 | - | - | - | - | 83.297 | 0.703 | -3 | 1 | 0 | 1 | 0 | 0
C3-12 | 44.994 | 1 | 1 | 5 | [6 empty] | 31 | C5-2 | 47.9 | C7-1 | 35.397 | - | - | - | - | 83.297 | 0.703 | -3 | 1 | 0 | 1 | 0 | 0
C1-16 | 45.764 | 4 | 0 | 0 | [6 empty] | 32 | C5-2 | 47.9 | C7-1 | 35.397 | - | - | - | - | 83.297 | 0.703 | -3 | 1 | 0 | 1 | 0 | 0
C7-2 | 46.841 | 2 | 1 | 0 | [6 empty] | 33 | C5-2 | 47.9 | C7-1 | 35.397 | - | - | - | - | 83.297 | 0.703 | -3 | 1 | 0 | 1 | 0 | 0
C1-17 | 47.684 | 4 | 0 | 1 | [6 empty] | 34 | C5-2 | 47.9 | C7-1 | 35.397 | - | - | - | - | 83.297 | 0.703 | -3 | 1 | 0 | 1 | 0 | 0
C5-2 | 47.9 | 0 | 2 | 0 | [6 empty] | 35 | C5-2 | 47.9 | C7-1 | 35.397 | - | - | - | - | 83.297 | 0.703 | -3 | 1 | 0 | 1 | 0 | 0
C6-2 | 47.938 | 0 | 2 | 0 | [6 empty] | 36 | C6-2 | 47.938 | C7-1 | 35.397 | - | - | - | - | 83.335 | 0.665 | -3 | 1 | 0 | 1 | 0 | 0
C3-2 | 48.757 | 2 | 1 | 1 | [6 empty] | 37 | C6-2 | 47.938 | C7-1 | 35.397 | - | - | - | - | 83.335 | 0.665 | -3 | 1 | 0 | 1 | 0 | 0
C1-18 | 49.604 | 4 | 0 | 2 | [6 empty] | 38 | C6-2 | 47.938 | C7-1 | 35.397 | - | - | - | - | 83.335 | 0.665 | -3 | 1 | 0 | 1 | 0 | 0
C2-6 | 49.817 | 0 | 2 | 1 | [6 empty] | 39 | C6-2 | 47.938 | C7-1 | 35.397 | - | - | - | - | 83.335 | 0.665 | -3 | 1 | 0 | 1 | 0 | 0
C3-3 | 50.677 | 2 | 1 | 2 | [6 empty] | 40 | C6-2 | 47.938 | C7-1 | 35.397 | - | - | - | - | 83.335 | 0.665 | -3 | 1 | 0 | 1 | 0 | 0
C1-19 | 51.524 | 4 | 0 | 3 | [6 empty] | 41 | C6-2 | 47.938 | C7-1 | 35.397 | - | - | - | - | 83.335 | 0.665 | -3 | 1 | 0 | 1 | 0 | 0
C2-7 | 51.737 | 0 | 2 | 2 | [6 empty] | 42 | C6-2 | 47.938 | C7-1 | 35.397 | - | - | - | - | 83.335 | 0.665 | -3 | 1 | 0 | 1 | 0 | 0
C3-4 | 52.597 | 2 | 1 | 3 | [6 empty] | 43 | C7-2 | 46.841 | C1-11 | 36.243 | - | - | - | - | 83.084 | 0.916 | -3 | 1 | 0 | 1 | 0 | 0
C1-20 | 53.444 | 4 | 0 | 4 | [6 empty] | 44 | C7-2 | 46.841 | C1-11 | 36.243 | - | - | - | - | 83.084 | 0.916 | -3 | 1 | 0 | 1 | 0 | 0
C2-8 | 53.657 | 0 | 2 | 3 | [6 empty] | 45 | C7-2 | 46.841 | C1-11 | 36.243 | - | - | - | - | 83.084 | 0.916 | -3 | 1 | 0 | 1 | 0 | 0
C3-5 | 54.517 | 2 | 1 | 4 | [6 empty] | 46 | C7-2 | 46.841 | C1-11 | 36.243 | - | - | - | - | 83.084 | 0.916 | -3 | 1 | 0 | 1 | 0 | 0
C1-21 | 55.365 | 4 | 0 | 5 | [6 empty] | 47 | C7-2 | 46.841 | C1-11 | 36.243 | - | - | - | - | 83.084 | 0.916 | -3 | 1 | 0 | 1 | 0 | 0
C2-9 | 55.577 | 0 | 2 | 4 | [6 empty] | 48 | C7-2 | 46.841 | C1-11 | 36.243 | - | - | - | - | 83.084 | 0.916 | -3 | 1 | 0 | 1 | 0 | 0
C3-6 | 56.438 | 2 | 1 | 5 | [6 empty] | 49 | C7-2 | 46.841 | C1-11 | 36.243 | - | - | - | - | 83.084 | 0.916 | -3 | 1 | 0 | 1 | 0 | 0
C2-10 | 57.489 | 0 | 2 | 5 | [6 empty] | 50 | C1-17 | 47.684 | C1-11 | 36.243 | - | - | - | - | 83.927 | 0.073 | 0 | 1 | 0 | 0 | 0 | 2
[11 empty] | 51 | C1-17 | 47.684 | C1-11 | 36.243 | - | - | - | - | 83.927 | 0.073 | 0 | 1 | 0 | 0 | 0 | 2
[11 empty] | 52 | C1-17 | 47.684 | C1-11 | 36.243 | - | - | - | - | 83.927 | 0.073 | 0 | 1 | 0 | 0 | 0 | 2
C1 | 55.365 | 4 | 0 | 5 | [6 empty] | 53 | C1-17 | 47.684 | C1-11 | 36.243 | - | - | - | - | 83.927 | 0.073 | 0 | 1 | 0 | 0 | 0 | 2
C2 | 57.489 | 0 | 2 | 5 | [6 empty] | 54 | C1-17 | 47.684 | C1-11 | 36.243 | - | - | - | - | 83.927 | 0.073 | 0 | 1 | 0 | 0 | 0 | 2
C3 | 56.438 | 2 | 1 | 5 | [6 empty] | 55 | C1-17 | 47.684 | C1-11 | 36.243 | - | - | - | - | 83.927 | 0.073 | 0 | 1 | 0 | 0 | 0 | 2
C4 | 34.307 | 3 | 0 | 0 | [6 empty] | 56 | C1-17 | 47.684 | C1-11 | 36.243 | - | - | - | - | 83.927 | 0.073 | 0 | 1 | 0 | 0 | 0 | 2
C5 | 47.9 | 0 | 2 | 0
C6 | 47.938 | 0 | 2 | 0
C7 | 46.841 | 2 | 1 | 0
-

## system middle
cartridges | [8 empty] | acceptable dark spot on each end |  |  | starting rank | 1
[7 empty] | Desired Cartridge Length | 0 | 0.3125 | 0.25 | [11 empty] | gaps | smallest cartridge | no cutting cartridges | favor c5, c6, c7 | minimum dark spot
| length | L1 | L2 | S2 | [7 empty] | cartridge 1 |  | cartridge 2 |  | cartridge 3 |  | cartridge 4 |  | sum | dark spot each end | modrank1 | modrank2 | modrank3 | modrank4 | modrank5 | rank | cartridge 1 | cartridge 2 | cartridge 3 | cartridge 4 | sum | dark spot each end | rank | cartridge 1 | cartridge 2 | cartridge 3 | cartridge 4 | sum | dark spot each end | rank | cartridge 1 | cartridge 2 | cartridge 3 | cartridge 4 | sum | dark spot each end | rank | cartridge 1 | cartridge 2 | cartridge 3 | cartridge 4 | sum | dark spot each end | rank
C4-1 | 11.433 | 1 | 0 | 0 | cartridge | 1 | - | - | shortest acceptable cartridge |  | 1 | #N/A | #N/A | - | - | - | - | - | - | #N/A | #N/A | #N/A | #N/A | 0 | #N/A | #N/A | #N/A
C1-1 | 13.361 | 1 | 0 | 1 |  | 2 | - | - | 20 |  | 2 | #N/A | #N/A | - | - | - | - | - | - | #N/A | #N/A | #N/A | #N/A | 0 | #N/A | #N/A | #N/A
C1-2 | 15.281 | 1 | 0 | 2 |  | 3 | - | - |  |  | 3 | #N/A | #N/A | - | - | - | - | - | - | #N/A | #N/A | #N/A | #N/A | 0 | #N/A | #N/A | #N/A
C1-3 | 17.201 | 1 | 0 | 3 |  | 4 | - | - | installation gap |  | 4 | #N/A | #N/A | - | - | - | - | - | - | #N/A | #N/A | #N/A | #N/A | 0 | #N/A | #N/A | #N/A
C1-4 | 19.121 | 1 | 0 | 4 |  |  |  |  | 0.02 |  | 5 | #N/A | #N/A | - | - | - | - | - | - | #N/A | #N/A | #N/A | #N/A | 0 | #N/A | #N/A | #N/A
C1-5 | 21.042 | 1 | 0 | 5 |  |  | Actual Cartridge Length | 0 |  |  | 6 | #N/A | #N/A | - | - | - | - | - | - | #N/A | #N/A | #N/A | #N/A | 0 | #N/A | #N/A | #N/A
C4-2 | 22.874 | 2 | 0 | 0 |  |  | Dark Spot (each end) | 0 |  |  | 7 | #N/A | #N/A | - | - | - | - | - | - | #N/A | #N/A | #N/A | #N/A | 0 | #N/A | #N/A | #N/A
C5-1 | 23.95 | 0 | 1 | 0 | [6 empty] | 8 | #N/A | #N/A | - | - | - | - | - | - | #N/A | #N/A | #N/A | #N/A | 0 | #N/A | #N/A | #N/A
C6-1 | 23.969 | 0 | 1 | 0 |  |  |  |  | num cartridges | minimum dark spot | 9 | #N/A | #N/A | - | - | - | - | - | - | #N/A | #N/A | #N/A | #N/A | 0 | #N/A | #N/A | #N/A
C1-6 | 24.802 | 2 | 0 | 1 |  |  |  |  | 1 | 0.04 | 10 | #N/A | #N/A | - | - | - | - | - | - | #N/A | #N/A | #N/A | #N/A | 0 | #N/A | #N/A | #N/A
C2-1 | 25.873 | 0 | 1 | 1 |  |  |  |  | 2 | 0.06 | 11 | #N/A | #N/A | - | - | - | - | - | - | #N/A | #N/A | #N/A | #N/A | 0 | #N/A | #N/A | #N/A
C1-7 | 26.772 | 2 | 0 | 2 |  |  |  |  | 3 | 0.08 | 12 | #N/A | #N/A | - | - | - | - | - | - | #N/A | #N/A | #N/A | #N/A | 0 | #N/A | #N/A | #N/A
C2-2 | 27.793 | 0 | 1 | 2 |  |  |  |  | 4 | 0.1 | 13 | #N/A | #N/A | - | - | - | - | - | - | #N/A | #N/A | #N/A | #N/A | 0 | #N/A | #N/A | #N/A
C1-8 | 28.642 | 2 | 0 | 3 | [6 empty] | 14 | #N/A | #N/A | - | - | - | - | - | - | #N/A | #N/A | #N/A | #N/A | 0 | #N/A | #N/A | #N/A
C2-3 | 29.713 | 0 | 1 | 3 | [6 empty] | 15 | #N/A | #N/A | - | - | - | - | - | - | #N/A | #N/A | #N/A | #N/A | 0 | #N/A | #N/A | #N/A
C1-9 | 30.562 | 2 | 0 | 4 | [6 empty] | 16 | #N/A | #N/A | - | - | - | - | - | - | #N/A | #N/A | #N/A | #N/A | 0 | #N/A | #N/A | #N/A
C2-4 | 31.633 | 0 | 1 | 4 | [6 empty] | 17 | #N/A | #N/A | - | - | - | - | - | - | #N/A | #N/A | #N/A | #N/A | 0 | #N/A | #N/A | #N/A
C1-10 | 32.483 | 2 | 0 | 5 | [6 empty] | 18 | #N/A | #N/A | - | - | - | - | - | - | #N/A | #N/A | #N/A | #N/A | 0 | #N/A | #N/A | #N/A
C2-5 | 33.545 | 0 | 1 | 5 | [6 empty] | 19 | #N/A | #N/A | - | - | - | - | - | - | #N/A | #N/A | #N/A | #N/A | 0 | #N/A | #N/A | #N/A
C4-3 | 34.307 | 3 | 0 | 0 | [6 empty] | 20 | #N/A | #N/A | - | - | - | - | - | - | #N/A | #N/A | #N/A | #N/A | 0 | #N/A | #N/A | #N/A
C7-1 | 35.397 | 1 | 1 | 0 | [6 empty] | 21 | #N/A | #N/A | - | - | - | - | - | - | #N/A | #N/A | #N/A | #N/A | 0 | #N/A | #N/A | #N/A
C1-11 | 36.243 | 3 | 0 | 1 | [6 empty] | 22 | #N/A | #N/A | - | - | - | - | - | - | #N/A | #N/A | #N/A | #N/A | 0 | #N/A | #N/A | #N/A
C3-8 | 37.313 | 1 | 1 | 1 | [6 empty] | 23 | #N/A | #N/A | - | - | - | - | - | - | #N/A | #N/A | #N/A | #N/A | 0 | #N/A | #N/A | #N/A
C1-12 | 38.163 | 3 | 0 | 2 | [6 empty] | 24 | #N/A | #N/A | - | - | - | - | - | - | #N/A | #N/A | #N/A | #N/A | 0 | #N/A | #N/A | #N/A
C3-9 | 39.233 | 1 | 1 | 2 | [6 empty] | 25 | #N/A | #N/A | - | - | - | - | - | - | #N/A | #N/A | #N/A | #N/A | 0 | #N/A | #N/A | #N/A
C1-13 | 40.083 | 3 | 0 | 3 | [6 empty] | 26 | #N/A | #N/A | - | - | - | - | - | - | #N/A | #N/A | #N/A | #N/A | 0 | #N/A | #N/A | #N/A
C3-10 | 41.153 | 1 | 1 | 3 | [6 empty] | 27 | #N/A | #N/A | - | - | - | - | - | - | #N/A | #N/A | #N/A | #N/A | 0 | #N/A | #N/A | #N/A
C1-14 | 42.003 | 3 | 0 | 4 | [6 empty] | 28 | #N/A | #N/A | - | - | - | - | - | - | #N/A | #N/A | #N/A | #N/A | 0 | #N/A | #N/A | #N/A
C3-11 | 43.073 | 1 | 1 | 4 | [6 empty] | 29 | #N/A | #N/A | - | - | - | - | - | - | #N/A | #N/A | #N/A | #N/A | 0 | #N/A | #N/A | #N/A
C1-15 | 43.924 | 3 | 0 | 5 | [6 empty] | 30 | #N/A | #N/A | - | - | - | - | - | - | #N/A | #N/A | #N/A | #N/A | 0 | #N/A | #N/A | #N/A
C3-12 | 44.994 | 1 | 1 | 5 | [6 empty] | 31 | #N/A | #N/A | - | - | - | - | - | - | #N/A | #N/A | #N/A | #N/A | 0 | #N/A | #N/A | #N/A
C1-16 | 45.764 | 4 | 0 | 0 | [6 empty] | 32 | #N/A | #N/A | - | - | - | - | - | - | #N/A | #N/A | #N/A | #N/A | 0 | #N/A | #N/A | #N/A
C7-2 | 46.841 | 2 | 1 | 0 | [6 empty] | 33 | #N/A | #N/A | - | - | - | - | - | - | #N/A | #N/A | #N/A | #N/A | 0 | #N/A | #N/A | #N/A
C1-17 | 47.684 | 4 | 0 | 1 | [6 empty] | 34 | #N/A | #N/A | - | - | - | - | - | - | #N/A | #N/A | #N/A | #N/A | 0 | #N/A | #N/A | #N/A
C5-2 | 47.9 | 0 | 2 | 0 | [6 empty] | 35 | #N/A | #N/A | - | - | - | - | - | - | #N/A | #N/A | #N/A | #N/A | 0 | #N/A | #N/A | #N/A
C6-2 | 47.938 | 0 | 2 | 0 | [6 empty] | 36 | #N/A | #N/A | - | - | - | - | - | - | #N/A | #N/A | #N/A | #N/A | 0 | #N/A | #N/A | #N/A
C3-2 | 48.757 | 2 | 1 | 1 | [6 empty] | 37 | #N/A | #N/A | - | - | - | - | - | - | #N/A | #N/A | #N/A | #N/A | 0 | #N/A | #N/A | #N/A
C1-18 | 49.604 | 4 | 0 | 2 | [6 empty] | 38 | #N/A | #N/A | - | - | - | - | - | - | #N/A | #N/A | #N/A | #N/A | 0 | #N/A | #N/A | #N/A
C2-6 | 49.817 | 0 | 2 | 1 | [6 empty] | 39 | #N/A | #N/A | - | - | - | - | - | - | #N/A | #N/A | #N/A | #N/A | 0 | #N/A | #N/A | #N/A
C3-3 | 50.677 | 2 | 1 | 2 | [6 empty] | 40 | #N/A | #N/A | - | - | - | - | - | - | #N/A | #N/A | #N/A | #N/A | 0 | #N/A | #N/A | #N/A
C1-19 | 51.524 | 4 | 0 | 3 | [6 empty] | 41 | #N/A | #N/A | - | - | - | - | - | - | #N/A | #N/A | #N/A | #N/A | 0 | #N/A | #N/A | #N/A
C2-7 | 51.737 | 0 | 2 | 2 | [6 empty] | 42 | #N/A | #N/A | - | - | - | - | - | - | #N/A | #N/A | #N/A | #N/A | 0 | #N/A | #N/A | #N/A
C3-4 | 52.597 | 2 | 1 | 3 | [6 empty] | 43 | #N/A | #N/A | - | - | - | - | - | - | #N/A | #N/A | #N/A | #N/A | 0 | #N/A | #N/A | #N/A
C1-20 | 53.444 | 4 | 0 | 4 | [6 empty] | 44 | #N/A | #N/A | - | - | - | - | - | - | #N/A | #N/A | #N/A | #N/A | 0 | #N/A | #N/A | #N/A
C2-8 | 53.657 | 0 | 2 | 3 | [6 empty] | 45 | #N/A | #N/A | - | - | - | - | - | - | #N/A | #N/A | #N/A | #N/A | 0 | #N/A | #N/A | #N/A
C3-5 | 54.517 | 2 | 1 | 4 | [6 empty] | 46 | #N/A | #N/A | - | - | - | - | - | - | #N/A | #N/A | #N/A | #N/A | 0 | #N/A | #N/A | #N/A
C1-21 | 55.365 | 4 | 0 | 5 | [6 empty] | 47 | #N/A | #N/A | - | - | - | - | - | - | #N/A | #N/A | #N/A | #N/A | 0 | #N/A | #N/A | #N/A
C2-9 | 55.577 | 0 | 2 | 4 | [6 empty] | 48 | #N/A | #N/A | - | - | - | - | - | - | #N/A | #N/A | #N/A | #N/A | 0 | #N/A | #N/A | #N/A
C3-6 | 56.438 | 2 | 1 | 5 | [6 empty] | 49 | #N/A | #N/A | - | - | - | - | - | - | #N/A | #N/A | #N/A | #N/A | 0 | #N/A | #N/A | #N/A
C2-10 | 57.489 | 0 | 2 | 5 | [6 empty] | 50 | #N/A | #N/A | - | - | - | - | - | - | #N/A | #N/A | #N/A | #N/A | 0 | #N/A | #N/A | #N/A
[11 empty] | 51 | #N/A | #N/A | - | - | - | - | - | - | #N/A | #N/A | #N/A | #N/A | 0 | #N/A | #N/A | #N/A
[11 empty] | 52 | #N/A | #N/A | - | - | - | - | - | - | #N/A | #N/A | #N/A | #N/A | 0 | #N/A | #N/A | #N/A
C1 | 55.365 | 4 | 0 | 5 | [6 empty] | 53 | #N/A | #N/A | - | - | - | - | - | - | #N/A | #N/A | #N/A | #N/A | 0 | #N/A | #N/A | #N/A
C2 | 57.489 | 0 | 2 | 5 | [6 empty] | 54 | #N/A | #N/A | - | - | - | - | - | - | #N/A | #N/A | #N/A | #N/A | 0 | #N/A | #N/A | #N/A
C3 | 56.438 | 2 | 1 | 5 | [6 empty] | 55 | #N/A | #N/A | - | - | - | - | - | - | #N/A | #N/A | #N/A | #N/A | 0 | #N/A | #N/A | #N/A
C4 | 34.307 | 3 | 0 | 0 | [6 empty] | 56 | #N/A | #N/A | - | - | - | - | - | - | #N/A | #N/A | #N/A | #N/A | 0 | #N/A | #N/A | #N/A
C5 | 47.9 | 0 | 2 | 0
C6 | 47.938 | 0 | 2 | 0
C7 | 46.841 | 2 | 1 | 0
-

## system end
cartridges | [8 empty] | acceptable dark spot on each end |  |  | starting rank | 1
[7 empty] | Desired Cartridge Length | 84 | 0.3125 | 0.25 | [11 empty] | gaps | smallest cartridge | no cutting cartridges | favor c5, c6, c7 | minimum dark spot
| length | L1 | L2 | S2 | [7 empty] | cartridge 1 |  | cartridge 2 |  | cartridge 3 |  | cartridge 4 |  | sum | dark spot each end | modrank1 | modrank2 | modrank3 | modrank4 | modrank5 | rank |  | cartridge 1 |  | cartridge 2 |  | cartridge 3 |  | cartridge 4 |  | sum | dark spot each end | rank | cartridge 1 | cartridge 2 | cartridge 3 | cartridge 4 | sum | dark spot each end | rank |  | cartridge 1 |  | cartridge 2 |  | cartridge 3 |  | cartridge 4 |  | sum | dark spot each end | rank |  | cartridge 1 |  | cartridge 2 |  | cartridge 3 |  | cartridge 4 |  | sum | dark spot each end | rank
C4-1 | 11.433 | 1 | 0 | 0 | cartridge | 1 | C1-17 | 47.684 | shortest acceptable cartridge |  | 1 | C1-21 | 55.365 | C2-2 | 27.793 | - | - | - | - | 83.158 | 0.842 | -3 | 1 | 0 | 0 | 0 | -1 | 22 | C4-3 | 34.307 | C1-18 | 49.604 | - | - | - | - | 83.911 | 0.089 | 2 | [7 empty] | 29 | C5-2 | 47.9 | C7-1 | 35.397 | - | - | - | - | 83.297 | 0.703 | 0 | 1 | C1-21 | 55.365 | C2-2 | 27.793 | - | - | - | - | 83.158 | 0.842 | -1
C1-1 | 13.361 | 1 | 0 | 1 |  | 2 | C1-11 | 36.243 | 20 |  | 2 | C1-21 | 55.365 | C2-2 | 27.793 | - | - | - | - | 83.158 | 0.842 | -3 | 1 | 0 | 0 | 0 | -1 | 23 | C4-3 | 34.307 | C1-18 | 49.604 | - | - | - | - | 83.911 | 0.089 | 2 | [7 empty] | 30 | C5-2 | 47.9 | C7-1 | 35.397 | - | - | - | - | 83.297 | 0.703 | 0 | 2 | C1-21 | 55.365 | C2-2 | 27.793 | - | - | - | - | 83.158 | 0.842 | -1
C1-2 | 15.281 | 1 | 0 | 2 |  | 3 | - | - |  |  | 3 | C1-21 | 55.365 | C2-2 | 27.793 | - | - | - | - | 83.158 | 0.842 | -3 | 1 | 0 | 0 | 0 | -1 | 24 | C4-3 | 34.307 | C1-18 | 49.604 | - | - | - | - | 83.911 | 0.089 | 2 | [7 empty] | 31 | C5-2 | 47.9 | C7-1 | 35.397 | - | - | - | - | 83.297 | 0.703 | 0 | 3 | C1-21 | 55.365 | C2-2 | 27.793 | - | - | - | - | 83.158 | 0.842 | -1
C1-3 | 17.201 | 1 | 0 | 3 |  | 4 | - | - | installation gap |  | 4 | C1-21 | 55.365 | C2-2 | 27.793 | - | - | - | - | 83.158 | 0.842 | -3 | 1 | 0 | 0 | 0 | -1 | 25 | C4-3 | 34.307 | C1-18 | 49.604 | - | - | - | - | 83.911 | 0.089 | 2 | [7 empty] | 32 | C5-2 | 47.9 | C7-1 | 35.397 | - | - | - | - | 83.297 | 0.703 | 0 | 4 | C1-21 | 55.365 | C2-2 | 27.793 | - | - | - | - | 83.158 | 0.842 | -1
C1-4 | 19.121 | 1 | 0 | 4 |  |  |  |  | 0.02 |  | 5 | C1-21 | 55.365 | C2-2 | 27.793 | - | - | - | - | 83.158 | 0.842 | -3 | 1 | 0 | 0 | 0 | -1 | 26 | C4-3 | 34.307 | C1-18 | 49.604 | - | - | - | - | 83.911 | 0.089 | 2 | [7 empty] | 33 | C5-2 | 47.9 | C7-1 | 35.397 | - | - | - | - | 83.297 | 0.703 | 0 | 5 | C1-21 | 55.365 | C2-2 | 27.793 | - | - | - | - | 83.158 | 0.842 | -1
C1-5 | 21.042 | 1 | 0 | 5 |  |  | Actual Cartridge Length | 83.927 |  |  | 6 | C1-21 | 55.365 | C2-2 | 27.793 | - | - | - | - | 83.158 | 0.842 | -3 | 1 | 0 | 0 | 0 | -1 | 27 | C4-3 | 34.307 | C1-18 | 49.604 | - | - | - | - | 83.911 | 0.089 | 2 | [7 empty] | 34 | C5-2 | 47.9 | C7-1 | 35.397 | - | - | - | - | 83.297 | 0.703 | 0 | 6 | C1-21 | 55.365 | C2-2 | 27.793 | - | - | - | - | 83.158 | 0.842 | -1
C4-2 | 22.874 | 2 | 0 | 0 |  |  | Dark Spot (one end) | 0.073 |  |  | 7 | C1-21 | 55.365 | C2-2 | 27.793 | - | - | - | - | 83.158 | 0.842 | -3 | 1 | 0 | 0 | 0 | -1 | 28 | C4-3 | 34.307 | C1-18 | 49.604 | - | - | - | - | 83.911 | 0.089 | 2 | [7 empty] | 35 | C5-2 | 47.9 | C7-1 | 35.397 | - | - | - | - | 83.297 | 0.703 | 0 | 7 | C1-21 | 55.365 | C2-2 | 27.793 | - | - | - | - | 83.158 | 0.842 | -1
C5-1 | 23.95 | 0 | 1 | 0 | [6 empty] | 8 | C2-10 | 57.489 | C2-1 | 25.873 | - | - | - | - | 83.362 | 0.638 | -3 | 1 | 0 | 0 | 0 | -1 | 50 | C1-17 | 47.684 | C1-11 | 36.243 | - | - | - | - | 83.927 | 0.073 | 2 | [7 empty] | 36 | C6-2 | 47.938 | C7-1 | 35.397 | - | - | - | - | 83.335 | 0.665 | 0 | 8 | C2-10 | 57.489 | C2-1 | 25.873 | - | - | - | - | 83.362 | 0.638 | -1
C6-1 | 23.969 | 0 | 1 | 0 |  |  |  |  | num cartridges | minimum dark spot | 9 | C2-10 | 57.489 | C2-1 | 25.873 | - | - | - | - | 83.362 | 0.638 | -3 | 1 | 0 | 0 | 0 | -1 | 51 | C1-17 | 47.684 | C1-11 | 36.243 | - | - | - | - | 83.927 | 0.073 | 2 | [7 empty] | 37 | C6-2 | 47.938 | C7-1 | 35.397 | - | - | - | - | 83.335 | 0.665 | 0 | 9 | C2-10 | 57.489 | C2-1 | 25.873 | - | - | - | - | 83.362 | 0.638 | -1
C1-6 | 24.802 | 2 | 0 | 1 |  |  |  |  | 1 | 0.04 | 10 | C2-10 | 57.489 | C2-1 | 25.873 | - | - | - | - | 83.362 | 0.638 | -3 | 1 | 0 | 0 | 0 | -1 | 52 | C1-17 | 47.684 | C1-11 | 36.243 | - | - | - | - | 83.927 | 0.073 | 2 | [7 empty] | 38 | C6-2 | 47.938 | C7-1 | 35.397 | - | - | - | - | 83.335 | 0.665 | 0 | 10 | C2-10 | 57.489 | C2-1 | 25.873 | - | - | - | - | 83.362 | 0.638 | -1
C2-1 | 25.873 | 0 | 1 | 1 |  |  |  |  | 2 | 0.06 | 11 | C2-10 | 57.489 | C2-1 | 25.873 | - | - | - | - | 83.362 | 0.638 | -3 | 1 | 0 | 0 | 0 | -1 | 53 | C1-17 | 47.684 | C1-11 | 36.243 | - | - | - | - | 83.927 | 0.073 | 2 | [7 empty] | 39 | C6-2 | 47.938 | C7-1 | 35.397 | - | - | - | - | 83.335 | 0.665 | 0 | 11 | C2-10 | 57.489 | C2-1 | 25.873 | - | - | - | - | 83.362 | 0.638 | -1
C1-7 | 26.772 | 2 | 0 | 2 |  |  |  |  | 3 | 0.08 | 12 | C2-10 | 57.489 | C2-1 | 25.873 | - | - | - | - | 83.362 | 0.638 | -3 | 1 | 0 | 0 | 0 | -1 | 54 | C1-17 | 47.684 | C1-11 | 36.243 | - | - | - | - | 83.927 | 0.073 | 2 | [7 empty] | 40 | C6-2 | 47.938 | C7-1 | 35.397 | - | - | - | - | 83.335 | 0.665 | 0 | 12 | C2-10 | 57.489 | C2-1 | 25.873 | - | - | - | - | 83.362 | 0.638 | -1
C2-2 | 27.793 | 0 | 1 | 2 |  |  |  |  | 4 | 0.1 | 13 | C2-10 | 57.489 | C2-1 | 25.873 | - | - | - | - | 83.362 | 0.638 | -3 | 1 | 0 | 0 | 0 | -1 | 55 | C1-17 | 47.684 | C1-11 | 36.243 | - | - | - | - | 83.927 | 0.073 | 2 | [7 empty] | 41 | C6-2 | 47.938 | C7-1 | 35.397 | - | - | - | - | 83.335 | 0.665 | 0 | 13 | C2-10 | 57.489 | C2-1 | 25.873 | - | - | - | - | 83.362 | 0.638 | -1
C1-8 | 28.642 | 2 | 0 | 3 | [6 empty] | 14 | C2-10 | 57.489 | C2-1 | 25.873 | - | - | - | - | 83.362 | 0.638 | -3 | 1 | 0 | 0 | 0 | -1 | 56 | C1-17 | 47.684 | C1-11 | 36.243 | - | - | - | - | 83.927 | 0.073 | 2 | [7 empty] | 42 | C6-2 | 47.938 | C7-1 | 35.397 | - | - | - | - | 83.335 | 0.665 | 0 | 14 | C2-10 | 57.489 | C2-1 | 25.873 | - | - | - | - | 83.362 | 0.638 | -1
C2-3 | 29.713 | 0 | 1 | 3 | [6 empty] | 15 | C3-6 | 56.438 | C1-7 | 26.772 | - | - | - | - | 83.21 | 0.79 | -3 | 1 | 0 | 0 | 0 | -1 | [19 empty] | 43 | C7-2 | 46.841 | C1-11 | 36.243 | - | - | - | - | 83.084 | 0.916 | 0 | 15 | C3-6 | 56.438 | C1-7 | 26.772 | - | - | - | - | 83.21 | 0.79 | -1
C1-9 | 30.562 | 2 | 0 | 4 | [6 empty] | 16 | C3-6 | 56.438 | C1-7 | 26.772 | - | - | - | - | 83.21 | 0.79 | -3 | 1 | 0 | 0 | 0 | -1 | [19 empty] | 44 | C7-2 | 46.841 | C1-11 | 36.243 | - | - | - | - | 83.084 | 0.916 | 0 | 16 | C3-6 | 56.438 | C1-7 | 26.772 | - | - | - | - | 83.21 | 0.79 | -1
C2-4 | 31.633 | 0 | 1 | 4 | [6 empty] | 17 | C3-6 | 56.438 | C1-7 | 26.772 | - | - | - | - | 83.21 | 0.79 | -3 | 1 | 0 | 0 | 0 | -1 | [19 empty] | 45 | C7-2 | 46.841 | C1-11 | 36.243 | - | - | - | - | 83.084 | 0.916 | 0 | 17 | C3-6 | 56.438 | C1-7 | 26.772 | - | - | - | - | 83.21 | 0.79 | -1
C1-10 | 32.483 | 2 | 0 | 5 | [6 empty] | 18 | C3-6 | 56.438 | C1-7 | 26.772 | - | - | - | - | 83.21 | 0.79 | -3 | 1 | 0 | 0 | 0 | -1 | [19 empty] | 46 | C7-2 | 46.841 | C1-11 | 36.243 | - | - | - | - | 83.084 | 0.916 | 0 | 18 | C3-6 | 56.438 | C1-7 | 26.772 | - | - | - | - | 83.21 | 0.79 | -1
C2-5 | 33.545 | 0 | 1 | 5 | [6 empty] | 19 | C3-6 | 56.438 | C1-7 | 26.772 | - | - | - | - | 83.21 | 0.79 | -3 | 1 | 0 | 0 | 0 | -1 | [19 empty] | 47 | C7-2 | 46.841 | C1-11 | 36.243 | - | - | - | - | 83.084 | 0.916 | 0 | 19 | C3-6 | 56.438 | C1-7 | 26.772 | - | - | - | - | 83.21 | 0.79 | -1
C4-3 | 34.307 | 3 | 0 | 0 | [6 empty] | 20 | C3-6 | 56.438 | C1-7 | 26.772 | - | - | - | - | 83.21 | 0.79 | -3 | 1 | 0 | 0 | 0 | -1 | [19 empty] | 48 | C7-2 | 46.841 | C1-11 | 36.243 | - | - | - | - | 83.084 | 0.916 | 0 | 20 | C3-6 | 56.438 | C1-7 | 26.772 | - | - | - | - | 83.21 | 0.79 | -1
C7-1 | 35.397 | 1 | 1 | 0 | [6 empty] | 21 | C3-6 | 56.438 | C1-7 | 26.772 | - | - | - | - | 83.21 | 0.79 | -3 | 1 | 0 | 0 | 0 | -1 | [19 empty] | 49 | C7-2 | 46.841 | C1-11 | 36.243 | - | - | - | - | 83.084 | 0.916 | 0 | 21 | C3-6 | 56.438 | C1-7 | 26.772 | - | - | - | - | 83.21 | 0.79 | -1
C1-11 | 36.243 | 3 | 0 | 1 | [6 empty] | 22 | C4-3 | 34.307 | C1-18 | 49.604 | - | - | - | - | 83.911 | 0.089 | 0 | 1 | 0 | 0 | 0 | 2
C3-8 | 37.313 | 1 | 1 | 1 | [6 empty] | 23 | C4-3 | 34.307 | C1-18 | 49.604 | - | - | - | - | 83.911 | 0.089 | 0 | 1 | 0 | 0 | 0 | 2
C1-12 | 38.163 | 3 | 0 | 2 | [6 empty] | 24 | C4-3 | 34.307 | C1-18 | 49.604 | - | - | - | - | 83.911 | 0.089 | 0 | 1 | 0 | 0 | 0 | 2
C3-9 | 39.233 | 1 | 1 | 2 | [6 empty] | 25 | C4-3 | 34.307 | C1-18 | 49.604 | - | - | - | - | 83.911 | 0.089 | 0 | 1 | 0 | 0 | 0 | 2
C1-13 | 40.083 | 3 | 0 | 3 | [6 empty] | 26 | C4-3 | 34.307 | C1-18 | 49.604 | - | - | - | - | 83.911 | 0.089 | 0 | 1 | 0 | 0 | 0 | 2
C3-10 | 41.153 | 1 | 1 | 3 | [6 empty] | 27 | C4-3 | 34.307 | C1-18 | 49.604 | - | - | - | - | 83.911 | 0.089 | 0 | 1 | 0 | 0 | 0 | 2
C1-14 | 42.003 | 3 | 0 | 4 | [6 empty] | 28 | C4-3 | 34.307 | C1-18 | 49.604 | - | - | - | - | 83.911 | 0.089 | 0 | 1 | 0 | 0 | 0 | 2
C3-11 | 43.073 | 1 | 1 | 4 | [6 empty] | 29 | C5-2 | 47.9 | C7-1 | 35.397 | - | - | - | - | 83.297 | 0.703 | -3 | 1 | 0 | 1 | 0 | 0
C1-15 | 43.924 | 3 | 0 | 5 | [6 empty] | 30 | C5-2 | 47.9 | C7-1 | 35.397 | - | - | - | - | 83.297 | 0.703 | -3 | 1 | 0 | 1 | 0 | 0
C3-12 | 44.994 | 1 | 1 | 5 | [6 empty] | 31 | C5-2 | 47.9 | C7-1 | 35.397 | - | - | - | - | 83.297 | 0.703 | -3 | 1 | 0 | 1 | 0 | 0
C1-16 | 45.764 | 4 | 0 | 0 | [6 empty] | 32 | C5-2 | 47.9 | C7-1 | 35.397 | - | - | - | - | 83.297 | 0.703 | -3 | 1 | 0 | 1 | 0 | 0
C7-2 | 46.841 | 2 | 1 | 0 | [6 empty] | 33 | C5-2 | 47.9 | C7-1 | 35.397 | - | - | - | - | 83.297 | 0.703 | -3 | 1 | 0 | 1 | 0 | 0
C1-17 | 47.684 | 4 | 0 | 1 | [6 empty] | 34 | C5-2 | 47.9 | C7-1 | 35.397 | - | - | - | - | 83.297 | 0.703 | -3 | 1 | 0 | 1 | 0 | 0
C5-2 | 47.9 | 0 | 2 | 0 | [6 empty] | 35 | C5-2 | 47.9 | C7-1 | 35.397 | - | - | - | - | 83.297 | 0.703 | -3 | 1 | 0 | 1 | 0 | 0
C6-2 | 47.938 | 0 | 2 | 0 | [6 empty] | 36 | C6-2 | 47.938 | C7-1 | 35.397 | - | - | - | - | 83.335 | 0.665 | -3 | 1 | 0 | 1 | 0 | 0
C3-2 | 48.757 | 2 | 1 | 1 | [6 empty] | 37 | C6-2 | 47.938 | C7-1 | 35.397 | - | - | - | - | 83.335 | 0.665 | -3 | 1 | 0 | 1 | 0 | 0
C1-18 | 49.604 | 4 | 0 | 2 | [6 empty] | 38 | C6-2 | 47.938 | C7-1 | 35.397 | - | - | - | - | 83.335 | 0.665 | -3 | 1 | 0 | 1 | 0 | 0
C2-6 | 49.817 | 0 | 2 | 1 | [6 empty] | 39 | C6-2 | 47.938 | C7-1 | 35.397 | - | - | - | - | 83.335 | 0.665 | -3 | 1 | 0 | 1 | 0 | 0
C3-3 | 50.677 | 2 | 1 | 2 | [6 empty] | 40 | C6-2 | 47.938 | C7-1 | 35.397 | - | - | - | - | 83.335 | 0.665 | -3 | 1 | 0 | 1 | 0 | 0
C1-19 | 51.524 | 4 | 0 | 3 | [6 empty] | 41 | C6-2 | 47.938 | C7-1 | 35.397 | - | - | - | - | 83.335 | 0.665 | -3 | 1 | 0 | 1 | 0 | 0
C2-7 | 51.737 | 0 | 2 | 2 | [6 empty] | 42 | C6-2 | 47.938 | C7-1 | 35.397 | - | - | - | - | 83.335 | 0.665 | -3 | 1 | 0 | 1 | 0 | 0
C3-4 | 52.597 | 2 | 1 | 3 | [6 empty] | 43 | C7-2 | 46.841 | C1-11 | 36.243 | - | - | - | - | 83.084 | 0.916 | -3 | 1 | 0 | 1 | 0 | 0
C1-20 | 53.444 | 4 | 0 | 4 | [6 empty] | 44 | C7-2 | 46.841 | C1-11 | 36.243 | - | - | - | - | 83.084 | 0.916 | -3 | 1 | 0 | 1 | 0 | 0
C2-8 | 53.657 | 0 | 2 | 3 | [6 empty] | 45 | C7-2 | 46.841 | C1-11 | 36.243 | - | - | - | - | 83.084 | 0.916 | -3 | 1 | 0 | 1 | 0 | 0
C3-5 | 54.517 | 2 | 1 | 4 | [6 empty] | 46 | C7-2 | 46.841 | C1-11 | 36.243 | - | - | - | - | 83.084 | 0.916 | -3 | 1 | 0 | 1 | 0 | 0
C1-21 | 55.365 | 4 | 0 | 5 | [6 empty] | 47 | C7-2 | 46.841 | C1-11 | 36.243 | - | - | - | - | 83.084 | 0.916 | -3 | 1 | 0 | 1 | 0 | 0
C2-9 | 55.577 | 0 | 2 | 4 | [6 empty] | 48 | C7-2 | 46.841 | C1-11 | 36.243 | - | - | - | - | 83.084 | 0.916 | -3 | 1 | 0 | 1 | 0 | 0
C3-6 | 56.438 | 2 | 1 | 5 | [6 empty] | 49 | C7-2 | 46.841 | C1-11 | 36.243 | - | - | - | - | 83.084 | 0.916 | -3 | 1 | 0 | 1 | 0 | 0
C2-10 | 57.489 | 0 | 2 | 5 | [6 empty] | 50 | C1-17 | 47.684 | C1-11 | 36.243 | - | - | - | - | 83.927 | 0.073 | 0 | 1 | 0 | 0 | 0 | 2
[11 empty] | 51 | C1-17 | 47.684 | C1-11 | 36.243 | - | - | - | - | 83.927 | 0.073 | 0 | 1 | 0 | 0 | 0 | 2
[11 empty] | 52 | C1-17 | 47.684 | C1-11 | 36.243 | - | - | - | - | 83.927 | 0.073 | 0 | 1 | 0 | 0 | 0 | 2
C1 | 55.365 | 4 | 0 | 5 | [6 empty] | 53 | C1-17 | 47.684 | C1-11 | 36.243 | - | - | - | - | 83.927 | 0.073 | 0 | 1 | 0 | 0 | 0 | 2
C2 | 57.489 | 0 | 2 | 5 | [6 empty] | 54 | C1-17 | 47.684 | C1-11 | 36.243 | - | - | - | - | 83.927 | 0.073 | 0 | 1 | 0 | 0 | 0 | 2
C3 | 56.438 | 2 | 1 | 5 | [6 empty] | 55 | C1-17 | 47.684 | C1-11 | 36.243 | - | - | - | - | 83.927 | 0.073 | 0 | 1 | 0 | 0 | 0 | 2
C4 | 34.307 | 3 | 0 | 0 | [6 empty] | 56 | C1-17 | 47.684 | C1-11 | 36.243 | - | - | - | - | 83.927 | 0.073 | 0 | 1 | 0 | 0 | 0 | 2
C5 | 47.9 | 0 | 2 | 0
C6 | 47.938 | 0 | 2 | 0
C7 | 46.841 | 2 | 1 | 0
-

## streamline system start
cartridges | [8 empty] | acceptable dark spot on each end |  |  | starting rank | 1
[7 empty] | Desired Cartridge Length | 84 | 0.3125 | 0.25 | [11 empty] | gaps | smallest cartridge | no cutting cartridges | favor c5, c6, c7 | minimum dark spot
| length | L1 | L2 | S2 | [7 empty] | cartridge 1 |  | cartridge 2 |  | cartridge 3 |  | cartridge 4 |  | sum | dark spot each end | modrank1 | modrank2 | modrank3 | modrank4 | modrank5 | rank |  | cartridge 1 |  | cartridge 2 |  | cartridge 3 |  | cartridge 4 |  | sum | dark spot each end | rank |  | cartridge 1 |  | cartridge 2 |  | cartridge 3 |  | cartridge 4 |  | sum | dark spot each end | rank |  | cartridge 1 |  | cartridge 2 |  | cartridge 3 |  | cartridge 4 |  | sum | dark spot each end | rank |  | cartridge 1 |  | cartridge 2 |  | cartridge 3 |  | cartridge 4 |  | sum | dark spot each end | rank
C4-1 | 11.433 | 1 | 0 | 0 | cartridge | 1 | C6-2 | 47.938 | shortest acceptable cartridge |  | 1 | C4-3 | 34.307 | C4-3 | 34.307 | C4-1 | 11.433 | - | - | 80.047 | 3.953 | -5 | -1 | 0 | 0 | 0 | -5 | 5 | C5-2 | 47.9 | C7-1 | 35.397 | - | - | - | - | 83.297 | 0.703 | 0 | 2 | C4-3 | 34.307 | C5-2 | 47.9 | - | - | - | - | 82.207 | 1.793 | -1 | 13 | C7-2 | 46.841 | C7-1 | 35.397 | - | - | - | - | 82.238 | 1.762 | -2
C4-2 | 22.874 | 2 | 0 | 0 |  | 2 | C7-1 | 35.397 | 20 |  | 2 | C4-3 | 34.307 | C5-2 | 47.9 | - | - | - | - | 82.207 | 1.793 | -5 | 1 | 1 | 1 | 0 | -1 | 6 | C5-2 | 47.9 | C7-1 | 35.397 | - | - | - | - | 83.297 | 0.703 | 0 | 3 | C4-3 | 34.307 | C6-2 | 47.938 | - | - | - | - | 82.245 | 1.755 | -1 | 14 | C7-2 | 46.841 | C7-1 | 35.397 | - | - | - | - | 82.238 | 1.762 | -2
C5-1 | 23.95 | 0 | 1 | 0 |  | 3 | - | - |  |  | 3 | C4-3 | 34.307 | C6-2 | 47.938 | - | - | - | - | 82.245 | 1.755 | -5 | 1 | 1 | 1 | 0 | -1 | 7 | C5-2 | 47.9 | C7-1 | 35.397 | - | - | - | - | 83.297 | 0.703 | 0 | 4 | C4-3 | 34.307 | C7-2 | 46.841 | - | - | - | - | 81.148 | 2.852 | -1 | 15 | C7-2 | 46.841 | C7-1 | 35.397 | - | - | - | - | 82.238 | 1.762 | -2
C6-1 | 23.969 | 0 | 1 | 0 |  | 4 | - | - | installation gap |  | 4 | C4-3 | 34.307 | C7-2 | 46.841 | - | - | - | - | 81.148 | 2.852 | -5 | 1 | 1 | 1 | 0 | -1 | 8 | C5-2 | 47.9 | C7-1 | 35.397 | - | - | - | - | 83.297 | 0.703 | 0 | [12 empty] | 16 | C7-2 | 46.841 | C7-1 | 35.397 | - | - | - | - | 82.238 | 1.762 | -2
C4-3 | 34.307 | 3 | 0 | 0 |  |  |  |  | 0.02 |  | 5 | C5-2 | 47.9 | C7-1 | 35.397 | - | - | - | - | 83.297 | 0.703 | -3 | 1 | 0 | 1 | 0 | 0 | 9 | C6-2 | 47.938 | C7-1 | 35.397 | - | - | - | - | 83.335 | 0.665 | 0
C7-1 | 35.397 | 1 | 1 | 0 |  |  | Actual Cartridge Length | 83.335 |  |  | 6 | C5-2 | 47.9 | C7-1 | 35.397 | - | - | - | - | 83.297 | 0.703 | -3 | 1 | 0 | 1 | 0 | 0 | 10 | C6-2 | 47.938 | C7-1 | 35.397 | - | - | - | - | 83.335 | 0.665 | 0
C1-16 | 45.764 | 4 | 0 | 0 |  |  | Dark Spot (each end) | 0.665 |  |  | 7 | C5-2 | 47.9 | C7-1 | 35.397 | - | - | - | - | 83.297 | 0.703 | -3 | 1 | 0 | 1 | 0 | 0 | 11 | C6-2 | 47.938 | C7-1 | 35.397 | - | - | - | - | 83.335 | 0.665 | 0
C7-2 | 46.841 | 2 | 1 | 0 | [6 empty] | 8 | C5-2 | 47.9 | C7-1 | 35.397 | - | - | - | - | 83.297 | 0.703 | -3 | 1 | 0 | 1 | 0 | 0 | 12 | C6-2 | 47.938 | C7-1 | 35.397 | - | - | - | - | 83.335 | 0.665 | 0
C5-2 | 47.9 | 0 | 2 | 0 |  |  |  |  | num cartridges | minimum dark spot | 9 | C6-2 | 47.938 | C7-1 | 35.397 | - | - | - | - | 83.335 | 0.665 | -3 | 1 | 0 | 1 | 0 | 0
C6-2 | 47.938 | 0 | 2 | 0 |  |  |  |  | 1 | 0.04 | 10 | C6-2 | 47.938 | C7-1 | 35.397 | - | - | - | - | 83.335 | 0.665 | -3 | 1 | 0 | 1 | 0 | 0
[9 empty] | 2 | 0.06 | 11 | C6-2 | 47.938 | C7-1 | 35.397 | - | - | - | - | 83.335 | 0.665 | -3 | 1 | 0 | 1 | 0 | 0
[9 empty] | 3 | 0.08 | 12 | C6-2 | 47.938 | C7-1 | 35.397 | - | - | - | - | 83.335 | 0.665 | -3 | 1 | 0 | 1 | 0 | 0
C4 | 34.307 | 3 | 0 | 0 |  |  |  |  | 4 | 0.1 | 13 | C7-2 | 46.841 | C7-1 | 35.397 | - | - | - | - | 82.238 | 1.762 | -5 | 1 | 0 | 1 | 0 | -2
C5 | 47.9 | 0 | 2 | 0 | [6 empty] | 14 | C7-2 | 46.841 | C7-1 | 35.397 | - | - | - | - | 82.238 | 1.762 | -5 | 1 | 0 | 1 | 0 | -2
C6 | 47.938 | 0 | 2 | 0 | [6 empty] | 15 | C7-2 | 46.841 | C7-1 | 35.397 | - | - | - | - | 82.238 | 1.762 | -5 | 1 | 0 | 1 | 0 | -2
C7 | 46.841 | 2 | 1 | 0 | [6 empty] | 16 | C7-2 | 46.841 | C7-1 | 35.397 | - | - | - | - | 82.238 | 1.762 | -5 | 1 | 0 | 1 | 0 | -2
| - | [9 empty] | 17
18
19
20
21
22
23
24
[11 empty] | 25 | [52 empty] | 1 | C4-3 | 34.307 | C4-3 | 34.307 | C4-1 | 11.433 | - | - | 80.047 | 3.953 | -5
26
27
28
29
30
31
32
33
34
35
36
37
38
39
40
41
42
43
44
45
46
47
48
49
50
51
52
53
54
55
56

## streamline system middle
cartridges | [8 empty] | acceptable dark spot on each end |  |  | starting rank | 1
[7 empty] | Desired Cartridge Length | 0 | 0.3125 | 0.25 | [11 empty] | gaps | smallest cartridge | no cutting cartridges | favor c5, c6, c7 | minimum dark spot
| length | L1 | L2 | S2 | [7 empty] | cartridge 1 |  | cartridge 2 |  | cartridge 3 |  | cartridge 4 |  | sum | dark spot each end | modrank1 | modrank2 | modrank3 | modrank4 | modrank5 | rank | cartridge 1 | cartridge 2 | cartridge 3 | cartridge 4 | sum | dark spot each end | rank | cartridge 1 | cartridge 2 | cartridge 3 | cartridge 4 | sum | dark spot each end | rank | cartridge 1 | cartridge 2 | cartridge 3 | cartridge 4 | sum | dark spot each end | rank | cartridge 1 | cartridge 2 | cartridge 3 | cartridge 4 | sum | dark spot each end | rank
C4-1 | 11.433 | 1 | 0 | 0 | cartridge | 1 | - | - | shortest acceptable cartridge |  | 1 | #N/A | #N/A | - | - | - | - | - | - | #N/A | #N/A | #N/A | #N/A | 0 | #N/A | #N/A | #N/A
C4-2 | 22.874 | 2 | 0 | 0 |  | 2 | - | - | 20 |  | 2 | #N/A | #N/A | - | - | - | - | - | - | #N/A | #N/A | #N/A | #N/A | 0 | #N/A | #N/A | #N/A
C5-1 | 23.95 | 0 | 1 | 0 |  | 3 | - | - |  |  | 3 | #N/A | #N/A | - | - | - | - | - | - | #N/A | #N/A | #N/A | #N/A | 0 | #N/A | #N/A | #N/A
C6-1 | 23.969 | 0 | 1 | 0 |  | 4 | - | - | installation gap |  | 4 | #N/A | #N/A | - | - | - | - | - | - | #N/A | #N/A | #N/A | #N/A | 0 | #N/A | #N/A | #N/A
C4-3 | 34.307 | 3 | 0 | 0 |  |  |  |  | 0.02 |  | 5 | #N/A | #N/A | - | - | - | - | - | - | #N/A | #N/A | #N/A | #N/A | 0 | #N/A | #N/A | #N/A
C7-1 | 35.397 | 1 | 1 | 0 |  |  | Actual Cartridge Length | 0 |  |  | 6 | #N/A | #N/A | - | - | - | - | - | - | #N/A | #N/A | #N/A | #N/A | 0 | #N/A | #N/A | #N/A
C1-16 | 45.764 | 4 | 0 | 0 |  |  | Dark Spot (each end) | 0 |  |  | 7 | #N/A | #N/A | - | - | - | - | - | - | #N/A | #N/A | #N/A | #N/A | 0 | #N/A | #N/A | #N/A
C7-2 | 46.841 | 2 | 1 | 0 | [6 empty] | 8 | #N/A | #N/A | - | - | - | - | - | - | #N/A | #N/A | #N/A | #N/A | 0 | #N/A | #N/A | #N/A
C5-2 | 47.9 | 0 | 2 | 0 |  |  |  |  | num cartridges | minimum dark spot | 9 | #N/A | #N/A | - | - | - | - | - | - | #N/A | #N/A | #N/A | #N/A | 0 | #N/A | #N/A | #N/A
C6-2 | 47.938 | 0 | 2 | 0 |  |  |  |  | 1 | 0.04 | 10 | #N/A | #N/A | - | - | - | - | - | - | #N/A | #N/A | #N/A | #N/A | 0 | #N/A | #N/A | #N/A
[9 empty] | 2 | 0.06 | 11 | #N/A | #N/A | - | - | - | - | - | - | #N/A | #N/A | #N/A | #N/A | 0 | #N/A | #N/A | #N/A
[9 empty] | 3 | 0.08 | 12 | #N/A | #N/A | - | - | - | - | - | - | #N/A | #N/A | #N/A | #N/A | 0 | #N/A | #N/A | #N/A
C4 | 34.307 | 3 | 0 | 0 |  |  |  |  | 4 | 0.1 | 13 | #N/A | #N/A | - | - | - | - | - | - | #N/A | #N/A | #N/A | #N/A | 0 | #N/A | #N/A | #N/A
C5 | 47.9 | 0 | 2 | 0 | [6 empty] | 14 | #N/A | #N/A | - | - | - | - | - | - | #N/A | #N/A | #N/A | #N/A | 0 | #N/A | #N/A | #N/A
C6 | 47.938 | 0 | 2 | 0 | [6 empty] | 15 | #N/A | #N/A | - | - | - | - | - | - | #N/A | #N/A | #N/A | #N/A | 0 | #N/A | #N/A | #N/A
C7 | 46.841 | 2 | 1 | 0 | [6 empty] | 16 | #N/A | #N/A | - | - | - | - | - | - | #N/A | #N/A | #N/A | #N/A | 0 | #N/A | #N/A | #N/A
| - | [9 empty] | 17
18
19
20
21
22
23
24
25
26
27
28
29
30
31
32
33
34
35
36
37
38
39
40
41
42
43
44
45
46
47
48
49
50
51
52
53
54
55
56

## streamline system end
cartridges | [8 empty] | acceptable dark spot on each end |  |  | starting rank | 1
[7 empty] | Desired Cartridge Length | 84 | 0.3125 | 0.25 | [11 empty] | gaps | smallest cartridge | no cutting cartridges | favor c5, c6, c7 | minimum dark spot
| length | L1 | L2 | S2 | [7 empty] | cartridge 1 |  | cartridge 2 |  | cartridge 3 |  | cartridge 4 |  | sum | dark spot each end | modrank1 | modrank2 | modrank3 | modrank4 | modrank5 | rank |  | cartridge 1 |  | cartridge 2 |  | cartridge 3 |  | cartridge 4 |  | sum | dark spot each end | rank |  | cartridge 1 |  | cartridge 2 |  | cartridge 3 |  | cartridge 4 |  | sum | dark spot each end | rank |  | cartridge 1 |  | cartridge 2 |  | cartridge 3 |  | cartridge 4 |  | sum | dark spot each end | rank |  | cartridge 1 |  | cartridge 2 |  | cartridge 3 |  | cartridge 4 |  | sum | dark spot each end | rank
C4-1 | 11.433 | 1 | 0 | 0 | cartridge | 1 | C6-2 | 47.938 | shortest acceptable cartridge |  | 1 | C4-3 | 34.307 | C4-3 | 34.307 | C4-1 | 11.433 | - | - | 80.047 | 3.953 | -5 | -1 | 0 | 0 | 0 | -5 | 5 | C5-2 | 47.9 | C7-1 | 35.397 | - | - | - | - | 83.297 | 0.703 | 0 | 2 | C4-3 | 34.307 | C5-2 | 47.9 | - | - | - | - | 82.207 | 1.793 | -1 | 13 | C7-2 | 46.841 | C7-1 | 35.397 | - | - | - | - | 82.238 | 1.762 | -2
C4-2 | 22.874 | 2 | 0 | 0 |  | 2 | C7-1 | 35.397 | 20 |  | 2 | C4-3 | 34.307 | C5-2 | 47.9 | - | - | - | - | 82.207 | 1.793 | -5 | 1 | 1 | 1 | 0 | -1 | 6 | C5-2 | 47.9 | C7-1 | 35.397 | - | - | - | - | 83.297 | 0.703 | 0 | 3 | C4-3 | 34.307 | C6-2 | 47.938 | - | - | - | - | 82.245 | 1.755 | -1 | 14 | C7-2 | 46.841 | C7-1 | 35.397 | - | - | - | - | 82.238 | 1.762 | -2
C5-1 | 23.95 | 0 | 1 | 0 |  | 3 | - | - |  |  | 3 | C4-3 | 34.307 | C6-2 | 47.938 | - | - | - | - | 82.245 | 1.755 | -5 | 1 | 1 | 1 | 0 | -1 | 7 | C5-2 | 47.9 | C7-1 | 35.397 | - | - | - | - | 83.297 | 0.703 | 0 | 4 | C4-3 | 34.307 | C7-2 | 46.841 | - | - | - | - | 81.148 | 2.852 | -1 | 15 | C7-2 | 46.841 | C7-1 | 35.397 | - | - | - | - | 82.238 | 1.762 | -2
C6-1 | 23.969 | 0 | 1 | 0 |  | 4 | - | - | installation gap |  | 4 | C4-3 | 34.307 | C7-2 | 46.841 | - | - | - | - | 81.148 | 2.852 | -5 | 1 | 1 | 1 | 0 | -1 | 8 | C5-2 | 47.9 | C7-1 | 35.397 | - | - | - | - | 83.297 | 0.703 | 0 | [12 empty] | 16 | C7-2 | 46.841 | C7-1 | 35.397 | - | - | - | - | 82.238 | 1.762 | -2
C4-3 | 34.307 | 3 | 0 | 0 |  |  |  |  | 0.02 |  | 5 | C5-2 | 47.9 | C7-1 | 35.397 | - | - | - | - | 83.297 | 0.703 | -3 | 1 | 0 | 1 | 0 | 0 | 9 | C6-2 | 47.938 | C7-1 | 35.397 | - | - | - | - | 83.335 | 0.665 | 0 | [12 empty] | 17 | C1-16 | 45.764 | C7-1 | 35.397 | - | - | - | - | 81.161 | 2.839 | -2
C7-1 | 35.397 | 1 | 1 | 0 |  |  | Actual Cartridge Length | 83.335 |  |  | 6 | C5-2 | 47.9 | C7-1 | 35.397 | - | - | - | - | 83.297 | 0.703 | -3 | 1 | 0 | 1 | 0 | 0 | 10 | C6-2 | 47.938 | C7-1 | 35.397 | - | - | - | - | 83.335 | 0.665 | 0 | [12 empty] | 18 | C1-16 | 45.764 | C7-1 | 35.397 | - | - | - | - | 81.161 | 2.839 | -2
C1-16 | 45.764 | 4 | 0 | 0 |  |  | Dark Spot (one end) | 0.665 |  |  | 7 | C5-2 | 47.9 | C7-1 | 35.397 | - | - | - | - | 83.297 | 0.703 | -3 | 1 | 0 | 1 | 0 | 0 | 11 | C6-2 | 47.938 | C7-1 | 35.397 | - | - | - | - | 83.335 | 0.665 | 0 | [12 empty] | 19 | C1-16 | 45.764 | C7-1 | 35.397 | - | - | - | - | 81.161 | 2.839 | -2
C7-2 | 46.841 | 2 | 1 | 0 | [6 empty] | 8 | C5-2 | 47.9 | C7-1 | 35.397 | - | - | - | - | 83.297 | 0.703 | -3 | 1 | 0 | 1 | 0 | 0 | 12 | C6-2 | 47.938 | C7-1 | 35.397 | - | - | - | - | 83.335 | 0.665 | 0 | [12 empty] | 20 | C1-16 | 45.764 | C7-1 | 35.397 | - | - | - | - | 81.161 | 2.839 | -2
C5-2 | 47.9 | 0 | 2 | 0 |  |  |  |  | num cartridges | minimum dark spot | 9 | C6-2 | 47.938 | C7-1 | 35.397 | - | - | - | - | 83.335 | 0.665 | -3 | 1 | 0 | 1 | 0 | 0
C6-2 | 47.938 | 0 | 2 | 0 |  |  |  |  | 1 | 0.04 | 10 | C6-2 | 47.938 | C7-1 | 35.397 | - | - | - | - | 83.335 | 0.665 | -3 | 1 | 0 | 1 | 0 | 0
[9 empty] | 2 | 0.06 | 11 | C6-2 | 47.938 | C7-1 | 35.397 | - | - | - | - | 83.335 | 0.665 | -3 | 1 | 0 | 1 | 0 | 0
[9 empty] | 3 | 0.08 | 12 | C6-2 | 47.938 | C7-1 | 35.397 | - | - | - | - | 83.335 | 0.665 | -3 | 1 | 0 | 1 | 0 | 0
C4 | 34.307 | 3 | 0 | 0 |  |  |  |  | 4 | 0.1 | 13 | C7-2 | 46.841 | C7-1 | 35.397 | - | - | - | - | 82.238 | 1.762 | -5 | 1 | 0 | 1 | 0 | -2
C5 | 47.9 | 0 | 2 | 0 | [6 empty] | 14 | C7-2 | 46.841 | C7-1 | 35.397 | - | - | - | - | 82.238 | 1.762 | -5 | 1 | 0 | 1 | 0 | -2
C6 | 47.938 | 0 | 2 | 0 | [6 empty] | 15 | C7-2 | 46.841 | C7-1 | 35.397 | - | - | - | - | 82.238 | 1.762 | -5 | 1 | 0 | 1 | 0 | -2
C7 | 46.841 | 2 | 1 | 0 | [6 empty] | 16 | C7-2 | 46.841 | C7-1 | 35.397 | - | - | - | - | 82.238 | 1.762 | -5 | 1 | 0 | 1 | 0 | -2
| - | [9 empty] | 17 | C1-16 | 45.764 | C7-1 | 35.397 | - | - | - | - | 81.161 | 2.839 | -5 | 1 | 0 | 1 | 0 | -2
[11 empty] | 18 | C1-16 | 45.764 | C7-1 | 35.397 | - | - | - | - | 81.161 | 2.839 | -5 | 1 | 0 | 1 | 0 | -2
[11 empty] | 19 | C1-16 | 45.764 | C7-1 | 35.397 | - | - | - | - | 81.161 | 2.839 | -5 | 1 | 0 | 1 | 0 | -2
[11 empty] | 20 | C1-16 | 45.764 | C7-1 | 35.397 | - | - | - | - | 81.161 | 2.839 | -5 | 1 | 0 | 1 | 0 | -2
21
22
23
24
[11 empty] | 25 | [52 empty] | 1 | C4-3 | 34.307 | C4-3 | 34.307 | C4-1 | 11.433 | - | - | 80.047 | 3.953 | -5
26
27
28
29
30
31
32
33
34
35
36
37
38
39
40
41
42
43
44
45
46
47
48
49
50
51
52
53
54
55
56